## PERMENDAGRI
Kode | Uraian | Sinonim
1.3.2.07.01.01 | ALAT KEDOKTERAN UMUM
1.3.2.07.01.01.001 | Sterilisator | Alat Sterilisasi, Autoklaf, Autoclave, Sterilizer, Alat Pensteril Instrumen, Steam Sterilizer
1.3.2.07.01.01.002 | Minor Surgical Set (Alat Kedokteran Umum) | Set Bedah Minor, Set Operasi Kecil, Minor Surgery Set, Set Tindakan Bedah Ringan, Kit Bedah Minor
1.3.2.07.01.01.003 | Diagnostik Set | Set Diagnostik, Diagnostic Set, Alat Pemeriksaan Diagnostik
1.3.2.07.01.01.004 | Stethoscope (Alat Kedokteran Umum) | Alat Dengar Jantung-Paru, Fonendoskop, Phonendoscope, Alat Auskultasi
1.3.2.07.01.01.005 | Tensimeter | Sphygmomanometer, Alat Pengukur Tekanan Darah, Tensi
1.3.2.07.01.01.006 | Wickham
1.3.2.07.01.01.007 | Head Lamp (Alat Kedokteran Umum) | Lampu Kepala, Headlight, Lampu Periksa Kepala, Frontal Light, Lampu Diagnostik Kepala
1.3.2.07.01.01.008 | Waskom | Baskom, Basin, Wash Basin, Wadah Cuci
1.3.2.07.01.01.009 | Timbangan Badan (Alat Kedokteran Umum) | Timbangan Berat Badan, Body Scale, Weighing Scale
1.3.2.07.01.01.010 | Timbangan Bayi | Baby Scale, Infant Scale, Timbangan Berat Bayi
1.3.2.07.01.01.011 | Kocher | Klem Kocher, Kocher Forceps, Kocher Clamp, Kocher Hemostat
1.3.2.07.01.01.012 | Metal Catheter | Kateter Logam, Kateter Metal, Metal Urethral Catheter, Kateter Uretra Logam
1.3.2.07.01.01.013 | Sluf Zone
1.3.2.07.01.01.014 | Anatomische Pinset | Pinset Anatomis, Anatomical Forceps, Anatomical Tweezers, Dissecting Forceps (non-toothed)
1.3.2.07.01.01.015 | Chirurgische Pinset | Pinset Chirurgis, Surgical Forceps, Tissue Forceps, Rat-tooth Forceps
1.3.2.07.01.01.016 | enyak | Pemegang Jarum, Needle Holder, Needle Driver, Mayo-Hegar Needle Holder
1.3.2.07.01.01.017 | Arteri Klem | Klem Arteri, Arterial Clamp, Artery Forceps, Hemostatic Forceps, Hemostat
1.3.2.07.01.01.018 | Instrumen Cabinet | Lemari Instrumen, Instrument Cabinet, Lemari Alat Medis, Instrument Storage Cupboard
1.3.2.07.01.01.019 | Agraf | Agraf, Surgical Staple, Skin Clip/Staple, Michel Clip, Wondagraaf (klip penutup luka)
1.3.2.07.01.01.020 | Gunting Bengkok | Gunting Melengkung, Curved Scissors, Bent Scissors
1.3.2.07.01.01.021 | Gunting Lurus | Straight Scissors
1.3.2.07.01.01.022 | Lemari Steril | Sterile Cabinet, Lemari Penyimpanan Steril, Sterile Storage Cupboard, Lemari Alat Steril
1.3.2.07.01.01.023 | Air Viva
1.3.2.07.01.01.024 | Alat Ganti YKBS
1.3.2.07.01.01.025 | Ambu bag | Bag Valve Mask (BVM), Balon Resusitasi, Manual Resuscitator, Alat Bantu Napas Manual, Self-inflating Bag, Kantong Resusitasi
1.3.2.07.01.01.026 | Tabung O2 | Tabung Oksigen, Oxygen Cylinder, Oxygen Tank, Silinder Oksigen, Tabung Gas Oksigen
1.3.2.07.01.01.027 | Applanation Tonometer | Tonometer Aplanasi, Tonometer Goldmann, Alat Ukur Tekanan Bola Mata, Alat Ukur Tekanan Intraokular (TIO)
1.3.2.07.01.01.028 | Autoclave Table | Meja Autoklaf, Autoklaf Meja, Table-top Autoclave, Sterilisator Meja, Bench-top Autoclave
1.3.2.07.01.01.029 | Automatic Chart Projector | Proyektor Kartu Mata Otomatis, Auto Chart Projector, Alat Proyeksi Optotype, Proyektor Optotip (pemeriksaan visus/refraksi mata)
1.3.2.07.01.01.030 | Automatic Spray Goniometer | Goniometer Otomatis, Alat Ukur Sudut Sendi, Joint Goniometer, Angle Meter
1.3.2.07.01.01.031 | Bak Catheter | Bak Kateter, Catheter Tray, Nampan Kateter, Wadah Kateter, Catheter Dish
1.3.2.07.01.01.032 | Bak Instrument (Stainless, Kaca, Email) | Bak Instrumen, Instrument Tray, Nampan Alat, Instrument Box, Tempat Instrumen
1.3.2.07.01.01.033 | Bak Korentang (Stainless) | Bak Korentang, Tromol Korentang, Cheatle Forceps Container, Wadah Korentang, Forceps Jar (tempat penyimpan korentang/penjepit steril)
1.3.2.07.01.01.034 | Bak Spuit | Bak Suntik, Syringe Tray, Nampan Spuit, Injection Tray, Wadah Alat Suntik
1.3.2.07.01.01.035 | Balon Spray | Balon Semprot, Spray Bulb, Rubber Spray Ball, Bola Karet Semprot, Atomizer Bulb
1.3.2.07.01.01.036 | Bantal Angin/Wind Ring | Bantal Donat, Air Cushion, Ring Cushion, Bantal Anti-Dekubitus, Decubitus Ring, Bantal Karet Cincin
1.3.2.07.01.01.037 | Basic Diagnostic Kit(Alat Kedokteran Umum) | Set Diagnostik Dasar, Kit Diagnostik Dasar, Basic Diagnostic Set, Alat Pemeriksaan Dasar
1.3.2.07.01.01.038 | Bed Side Monitor | Monitor Pasien, Patient Monitor, Monitor Samping Tempat Tidur, Bedside Patient Monitor, Monitor Tanda Vital, Vital Sign Monitor
1.3.2.07.01.01.039 | Bed Screen / Scherm | Sekat Tempat Tidur, Tirai Pemisah, Bed Screen, Ward Screen, Partisi Ruang Pasien, Penyekat Ruangan, Sampiran
1.3.2.07.01.01.040 | Blaas Spuit (Glass, Metal) | Spuit Gliserin, Bladder Syringe, Spuit Bilas Kandung Kemih, Irrigation Syringe, Alat Bilas Buli-buli
1.3.2.07.01.01.041 | Blood Exchange Set(Alat Kedokteran Umum) | Set Tukar Darah, Exchange Transfusion Set, Set Transfusi Tukar, Perangkat Ganti Darah
1.3.2.07.01.01.042 | Brancard | Tandu, Stretcher, Usungan, Tempat Tidur Dorong Darurat, Gurney
1.3.2.07.01.01.043 | Buli-Buli Panas | Hot Water Bottle, Kompres Air Panas, Kantong Air Panas, Warmwaterkruik
1.3.2.07.01.01.044 | Continuous PO2 Module | Modul Tekanan Gas Darah, ranscutaneous PO2 Module (tcPO2), Continuous Blood Gas Monitor
1.3.2.07.01.01.045 | Cannula Rectal | Kanula Rektal, Rectal Tube, Selang Rektal, Rectal Catheter, Pipa Rektal
1.3.2.07.01.01.046 | Capagati 3L
1.3.2.07.01.01.047 | Centrifuge (Alat Kedokteran Umum) | Sentrifuge, Sentrifus, Alat Pemusing, Mesin Sentrifugal, Alat Pemisah
1.3.2.07.01.01.048 | Chytologi Bantal
1.3.2.07.01.01.049 | Clinical Thermometer (Alat Kedokteran Umum) | Termometer Klinis, Termometer Badan, Medical Thermometer, Thermometer Medis, Pengukur Suhu Tubuh
1.3.2.07.01.01.050 | CO₂ Analyzer (Alat Kedokteran Umum) | Analisa Gas CO2, Carbon Dioxide Analyzer, Capnograph, Alat Ukur Kadar Karbondioksida, EtCO2 Monitor
1.3.2.07.01.01.051 | Colonofiberscope | Kolonoskop, Colonoscope, Alat Teropong Usus Besar, Fiber Optic Colonoscope, Endoskop Kolon
1.3.2.07.01.01.052 | Combilag
1.3.2.07.01.01.053 | Com Image Interserver
1.3.2.07.01.01.054 | Dale Dagion(Alat Kedokteran Umum)
1.3.2.07.01.01.055 | Defision Sehafulla Telector
1.3.2.07.01.01.056 | Desk Suction System | Suction Meja, Desktop Suction Unit, Alat Penghisap Lendir Meja, Portable Suction Machine, Unit Penyedot Portabel
1.3.2.07.01.01.057 | Digital Oscamolis
1.3.2.07.01.01.058 | Direct Reading Desimeter | Dosimeter Baca Langsung, Radiation Dosimeter, Alat Ukur Radiasi, Personal Dosimeter, Pocket Dosimeter
1.3.2.07.01.01.059 | Dressing Cart | Troli Ganti Balut, Wound Dressing Cart, Troli Perawatan Luka
1.3.2.07.01.01.060 | Electro Cardiography (Alat Kedokteran Umum) | EKG, ECG, Elektrokardiograf, Mesin Rekam Jantung, Alat Perekam Listrik Jantung, Electrocardiograph
1.3.2.07.01.01.061 | Elektro Counter
1.3.2.07.01.01.062 | Ergometer Sensor | Sensor Ergometer, Exercise Ergometer Sensor, Sensor Uji Kapasitas Kerja Fisik, Bicycle/Treadmill Ergometer Sensor
1.3.2.07.01.01.063 | Esche Palce
1.3.2.07.01.01.064 | Examination Lamp | Lampu Periksa, Lampu Pemeriksaan, Medical Examination Light, Surgical Lamp, Lampu Diagnostik
1.3.2.07.01.01.065 | Examination Table | Meja Periksa, Meja Pemeriksaan, Patient Examination Bed, Ranjang Periksa Pasien
1.3.2.07.01.01.066 | Fantex Mark
1.3.2.07.01.01.067 | Film Viewer | Negatoskop, X-ray Viewer, Viewing Box, Lampu Baca Rontgen, Illuminator, Viewer Radiografi
1.3.2.07.01.01.068 | Flow Meter (Alat Kedokteran Umum) | Pengukur Aliran, Alat Ukur Laju Alir, Flowmeter Gas/Cairan Medis
1.3.2.07.01.01.069 | Flow Meter O2 | Flowmeter Oksigen, Oxygen Flow Meter, Pengukur Aliran Oksigen, Rotameter O2
1.3.2.07.01.01.070 | Fluorescent Lamp Complete | Lampu Neon Lengkap, Lampu Fluoresen Komplit, Complete Fluorescent Light Fixture, Lampu TL Set Lengkap
1.3.2.07.01.01.071 | Forceps Naegele/Kielland/Piper | Forseps Obstetri, Obstetric Forceps, Tang Kandungan (Naegele/Kielland/Piper), Delivery Forceps
1.3.2.07.01.01.072 | Freakter EF 502
1.3.2.07.01.01.073 | Gantungan Urin Bag | Hook Urine Bag, Hanger Kantong Urin, Urinary Bag Holder/Hanger, Pengait Kantong Kemih
1.3.2.07.01.01.074 | Glycerin Spuit | Spuit Gliserin, Glycerin Syringe, Enema Syringe, Spuit Klisma, Alat Suntik Gliserin
1.3.2.07.01.01.075 | Giving Set (Alat Kedokteran Umum) | Infusion Set, Set Infus, IV Set, Selang Infus, Transfusion Set, Alat Pemberian Cairan Intravena
1.3.2.07.01.01.076 | Groses Shalt Mogoglo Pamator
1.3.2.07.01.01.077 | Hypeal Carter
1.3.2.07.01.01.078 | Ice Bag | Kantong Es, Ice Pack, Kompres Dingin, Cold Pack
1.3.2.07.01.01.079 | Ice Cup
1.3.2.07.01.01.080 | Infusion Pump | Pompa Infus, Pompa Infusi, Alat Pompa Cairan Intravena, IV Pump, Volumetric Pump
1.3.2.07.01.01.081 | Instrument Tray | Nampan Instrumen, Baki Alat, Baki Instrumen, Tray Alat Medis, Wadah Instrumen
1.3.2.07.01.01.082 | IPPO | Alat Bantu Napas Tekanan Positif, Intermittent Positive Pressure Ventilation, Ventilator Tekanan Positif Intermiten, IPPB (Intermittent Positive Pressure Breathing)
1.3.2.07.01.01.083 | Irrigator | Irigator, Alat Irigasi/Bilas, Irrigation Set, Alat Penyiram/Pembilas Luka, Douche Apparatus
1.3.2.07.01.01.084 | Kariek Half Lazer
1.3.2.07.01.01.085 | Kom Kompres (Alat Kedokteran Umum) | Mangkok Kompres, Compress Bowl, Kom Cairan, Wadah Kompres, Dressing Bowl
1.3.2.07.01.01.086 | Korn Stainles (Drain.Gas.Tampon]
1.3.2.07.01.01.087 | Korentang | Cheatle Forceps, Sponge Forceps, Penjepit Steril, Tang Korentang, Alat Penjepit Kasa/Alat Steril
1.3.2.07.01.01.088 | Laundry Tuch
1.3.2.07.01.01.089 | Laser Unit | Unit Laser, Alat Laser Medis, Medical Laser Device, Laser Terapi/Bedah
1.3.2.07.01.01.090 | Lono Premansi Stimulator Adi
1.3.2.07.01.01.091 | Low Pressure Continuous | Tekanan Rendah Kontinu
1.3.2.07.01.01.092 | Magill Tang/Forceps (Dewasa,Anak) | Forceps Magill, Magill Forceps (Adult/Pediatric), Tang Magill, Penjepit Intubasi (Dewasa/Anak)
1.3.2.07.01.01.093 | Mangkok/Kom Betadin (Stainless, Keramik/China) | Kom Betadine, Povidone Bowl, Mangkok Antiseptik, Antiseptic Bowl, Wadah Betadine (Stainless/Keramik)
1.3.2.07.01.01.094 | Mark Biotazer
1.3.2.07.01.01.095 | Meja Suntik Beroda | Meja Injeksi Beroda, Wheeled Injection Table, Troli Suntik, Mobile Injection Trolley
1.3.2.07.01.01.096 | Lemari Obat (Kaca) | Medicine Cabinet (Glass), Lemari Farmasi Kaca, Drug Storage Cabinet, Lemari Penyimpan Obat
1.3.2.07.01.01.097 | Module Parabeden Trandezer
1.3.2.07.01.01.098 | Nasal Clip | Klip Hidung, Jepit Hidung, Nose Clip (Alat Spirometri/Bantu Napas)
1.3.2.07.01.01.099 | Natrilisangfas Fas Instal
1.3.2.07.01.01.100 | Nebulizer Perimeter (Anesthesi) | Nebulizer Anestesi, Anesthesia Nebulizer, Alat Uap Anestesi, Aerosol Nebulizer
1.3.2.07.01.01.101 | Needle Holder | Pemegang jarum, pemegang jarum jahit, klem jarum, klem pemegang jarum, needle driver
1.3.2.07.01.01.102 | Netlin
1.3.2.07.01.01.103 | Nichulis
1.3.2.07.01.01.104 | Nierbekken / Nierbeken | Bengkok, nierbeken, nierbekken, kom bengkok, mangkuk ginjal, kidney dish, kidney bowl, emesis basin, emesis tray, wadah muntah, wadah cairan medis, instrument receiver
1.3.2.07.01.01.105 | Neonatal Monitor (Alat Kedokteran Umum) | Monitor neonatal, monitor bayi baru lahir, monitor bayi, NICU monitor, neonatal patient monitor, infant monitor, monitor tanda vital bayi, monitor SpO2 neonatal, monitor pasien neonatus
1.3.2.07.01.01.106 | One Compartment Wardrobe (Alat Kedokteran Umum) | Lemari satu kompartemen, lemari satu pintu, lemari pasien, lemari pakaian pasien, hospital wardrobe, patient wardrobe, patient locker, bedside wardrobe, one-door cabinet
1.3.2.07.01.01.107 | Operating Lamp | Lampu operasi, lampu bedah, surgical lamp, surgical light, operating light, OT light, shadowless lamp, lampu operasi tanpa bayangan, lampu ruang operasi
1.3.2.07.01.01.108 | Oxygen Therapy Set Lengkap | Set terapi oksigen, oxygen therapy set, oxygen delivery set, set pemberian oksigen, regulator oksigen, flowmeter oksigen, humidifier oksigen, nasal cannula set, oxygen mask set, perangkat terapi O2
1.3.2.07.01.01.109 | Pathology Equipment | Alat patologi, peralatan patologi, pathology lab equipment, anatomical pathology equipment, histopathology equipment, alat laboratorium patologi, alat pemeriksaan jaringan, pathology set
1.3.2.07.01.01.110 | Pereksimea Fondus | Oftalmoskop, ophthalmoscope, funduscope, alat pemeriksa fundus, alat pemeriksa retina, funduskopi, fundus examination device
1.3.2.07.01.01.111 | Perfin Disposseri
1.3.2.07.01.01.112 | Pispot Anak | Pispot pediatrik, pispot bayi/anak, pediatric bedpan, child bedpan, bedpan anak, pot pasien anak, chamber pot anak, tempat BAB/BAK pasien anak
1.3.2.07.01.01.113 | Pispot Dewasa | Pispot pasien dewasa, adult bedpan, bedpan dewasa, chamber pot dewasa, pot pasien, tempat BAB/BAK pasien, bed pan, pispot rumah sakit
1.3.2.07.01.01.114 | Plase Phone Doples
1.3.2.07.01.01.115 | Prape For Memory Dan Typloid
1.3.2.07.01.01.116 | Presatre Module | Modul tekanan, pressure module,
1.3.2.07.01.01.117 | Primatik Nidel
1.3.2.07.01.01.118 | Pulse Oximeter | Oksimeter nadi, pulse ox, pulse oximetry, SpO2 monitor, oxygen saturation monitor, alat ukur saturasi oksigen, monitor saturasi oksigen, fingertip pulse oximeter
1.3.2.07.01.01.119 | Reflex Hammer (Alat Kedokteran Umum) | Palu refleks, palu neurologi, neurological hammer, percussion hammer, tendon hammer, Taylor hammer, Babinski hammer, Queen Square hammer, alat pemeriksa refleks tendon
1.3.2.07.01.01.120 | Respirator (Alat Kedokteran Umum) | Respirator medis, ventilator, mechanical ventilator, alat bantu napas, alat pernapasan buatan, breathing apparatus, artificial respirator, portable ventilator, transport ventilator, alat ventilasi pasien
1.3.2.07.01.01.121 | Resusitasi Dewasa | Adult Resuscitator, Resuscitator Dewasa, Ambu Bag Dewasa, Manual Resuscitator Adult, Bag Valve Mask Adult, Alat Resusitasi Dewasa, Self-inflating Bag Adult
1.3.2.07.01.01.122 | Resusitasi Anak | Pediatric Resuscitator, Resuscitator Anak, Ambu Bag Anak, Pediatric BVM, Manual Resuscitator Pediatric
1.3.2.07.01.01.123 | Resusitasi Bayi | Infant Resuscitator, Neonatal Resuscitator, Ambu Bag Bayi, Infant BVM, Newborn Resuscitator, Resuscitator Neonatus
1.3.2.07.01.01.124 | Rinnon Miliable Resaftor
1.3.2.07.01.01.125 | Rolling Seal Type | Rolling Seal Spirometer, Spirometer Rolling Seal, Alat Ukur Paru Rolling Seal, Pulmonary Function Rolling Seal
1.3.2.07.01.01.126 | Kursi Dorong | Kursi Roda, Wheelchair, Kursi Dorong Pasien, Patient Trolley Chair, Transport Chair, Kursi Dorong Rumah Sakit
1.3.2.07.01.01.127 | R-HER Coagulator | Coagulator, Electrosurgical Unit, ESU Coagulator, Alat Koagulasi, Radiofrequency Coagulator, RF Coagulato
1.3.2.07.01.01.128 | Saeperingsystem
1.3.2.07.01.01.129 | Schates
1.3.2.07.01.01.130 | Screm Holder Red
1.3.2.07.01.01.131 | Setum Adrenalin
1.3.2.07.01.01.132 | Seven Solar Duble Midel
1.3.2.07.01.01.133 | Suction Pump | Pompa Suction, Alat Penghisap, Suction Machine, Portable Suction Unit, Mesin Sedot Lendir, Vacuum Pump Medis
1.3.2.07.01.01.134 | Sonde Uterus (Alat Kedokteran Umum) | Uterine Sound, Uterine Probe, Sond Uterus, Alat Probe Rahim, Uterine Dilator/Sounder
1.3.2.07.01.01.135 | Spatel Lidah | Tongue Depressor, Depresor Lidah, Tongue Spatula, Spatula Lidah, Wooden Tongue Depressor, Abaisse-langue
1.3.2.07.01.01.136 | Spoon Oxigen Correction
1.3.2.07.01.01.137 | Sputum Bak/Pot | Sputum Container, Bak Dahak, Sputum Cup, Sputum Pot, Wadah Dahak, Specimen Cup Sputum
1.3.2.07.01.01.138 | Standar Infus | Tiang Infus, Infusion Stand, IV Stand, IV Pole, Standing Infusion Holder, Statif Infus
1.3.2.07.01.01.139 | Stander Waskom | Basin Stand, Waskom Stand
1.3.2.07.01.01.140 | Standard Colector For Table
1.3.2.07.01.01.141 | Steritionoscope Transpometer
1.3.2.07.01.01.142 | Stimulator (Alat Kedokteran Umum) | Stimulator Medis, Electrical Stimulator, Nerve Stimulator, Muscle Stimulator, TENS Unit, Alat Stimulasi Elektrik, Electrotherapy Device
1.3.2.07.01.01.143 | Syringe Pump (Alat Kedokteran Urnurn) | Pompa Suntik, Pompa Syringe, Infusion Syringe Pump, Alat Pompa Infus Syringe, Syringe Driver, Precision Infusion Pump
1.3.2.07.01.01.144 | Temperature Monitor | Monitor Suhu, Alat Pemantau Suhu, Patient Temperature Monitor, Temperature Monitoring Device, Thermometer Monitor
1.3.2.07.01.01.145 | Termometer Mercury Untuk Suhu Badan | Termometer Raksa, Mercury Thermometer, Termometer Air Raksa, Clinical Mercury Thermometer, Termometer Badan Raksa
1.3.2.07.01.01.146 | The Newsillerstration Of Acpint
1.3.2.07.01.01.147 | Timer Ekolo
1.3.2.07.01.01.148 | Three Channel Electrocardiography | EKG 3 Channel, ECG 3 Channel, Elektrokardiografi 3 Kanal, Three Lead ECG, Mesin EKG 3 Saluran
1.3.2.07.01.01.149 | Trigatus
1.3.2.07.01.01.150 | Tromol Has
1.3.2.07.01.01.151 | Urinal | Urinal Pasien, Pispot Pria, Male Urinal, Urine Bottle, Botol Kencing, Tempat Kencing Pasien
1.3.2.07.01.01.152 | USG | Ultrasonografi, Ultrasound, USG Scanner, Ultrasound Machine, Alat USG, Sonografi, Echography, Imaging Ultrasound
1.3.2.07.01.01.153 | Utility Trolley | Troli Utilitas, Utility Cart, Medical Trolley, Kereta Serba Guna, Hospital Trolley, Troli Rumah Sakit
1.3.2.07.01.01.154 | UV Sterilizer | Sterilisator UV, Ultraviolet Sterilizer, Alat Steril UV, UV Disinfection Cabinet, Lemari Steril UV, UV-C Sterilizer
1.3.2.07.01.01.155 | Cool Light
1.3.2.07.01.01.156 | Vegdes Labry Splyt Genotpone
1.3.2.07.01.01.157 | Vena Section Set / Venesection Set | Venesection Set, Venasection Set, Phlebotomy Set, Cut-down Set, Vein Section Set, Set Sayat Vena, Surgical Venous Access Set
1.3.2.07.01.01.158 | Wall Rail System | Sistem Rel Dinding, Medical Rail System, Hospital Wall Rail, Bed Head Panel Rail, Pendant System, Gas Outlet Rail
1.3.2.07.01.01.159 | Holter Phantom (RM) | Holter Phantom, Holter Simulator, ECG Simulator, Holter Calibration Phantom, Patient Simulator for Holter
1.3.2.07.01.01.160 | Went Allyn Apthacape
1.3.2.07.01.01.161 | Senter | Flashlight, Torch, Penlight, Senter Medis
1.3.2.07.01.01.162 | Refloton
1.3.2.07.01.01.163 | Meja Fisioterapi / Physiotherapy Table | Meja Fisioterapi, Physiotherapy Table, Treatment Table, Examination Table Physio, Meja Terapi Fisik, Rehab Table, Meja Perawatan Fisioterapi
1.3.2.07.01.01.164 | Aeskular
1.3.2.07.01.01.165 | Pinset Anatomi | Anatomical Forceps, Anatomische Pinset, Pinset Anatomis, Non-toothed Forceps, Tissue Forceps, Dissecting Forceps, Pinset Jaringan
1.3.2.07.01.01.166 | Fris Ard
1.3.2.07.01.01.167 | Tong Spatel
1.3.2.07.01.01.168 | The Sun Ancom Oxigen Exer
1.3.2.07.01.02 | ALAT KEDOKTERAN GIGI
1.3.2.07.01.02.001 | Dental Chair | Kursi Gigi, Kursi Perawatan Gigi, Dental Treatment Chair, Patient Dental Chair, Dental Operatory Chair, Kursi Praktek Gigi
1.3.2.07.01.02.002 | Dental Unit | Unit Gigi, Unit Perawatan Gigi, Dental Treatment Unit, Dental Operatory Unit, Peralatan Dental, Mesin Gigi Lengkap
1.3.2.07.01.02.003 | Dental X-Ray Unit | Unit Rontgen Gigi, Dental Radiography Unit, Mesin Rontgen Gigi, Intraoral X-Ray, Panoramic X-Ray, Dental Imaging Unit
1.3.2.07.01.02.004 | Air Set Airomatik
1.3.2.07.01.02.005 | Dental Hand Instruments Set | Set Instrumen Gigi, Hand Instruments Dental, Dental Examination Set, Diagnostic Dental Set, Alat Periksa Gigi Manual, Basic Dental Kit
1.3.2.07.01.02.006 | Oral Surgical Set | Set Bedah Mulut, Oral Surgery Kit, Set Operasi Gigi, Set Bedah Gigi, Dental Surgery Instruments, Surgical Dental Set
1.3.2.07.01.02.007 | Apdent Juster
1.3.2.07.01.02.008 | Aero Sterilisator | Aero Sterilisator, Air Sterilizer, Sterilisator Udara, Aerosol Sterilizer, Hot Air Sterilizer, Dental Sterilizer
1.3.2.07.01.02.009 | Operating Chair | Kursi Operasi Gigi, Surgical Chair, Kursi Bedah Gigi, Dental Surgical Chair, Operator Chair
1.3.2.07.01.02.010 | Infrared | Infrared Lamp, Lampu Inframerah, Infrared Heater, IR Lamp, Alat Terapi Inframerah, Infrared Therapy Device
1.3.2.07.01.02.011 | Sendok Cetak | Impression Tray, Sendok Cetak Gigi, Dental Impression Tray, Cetakan Gigi, Alat Cetak Rahang, Stock Tray
1.3.2.07.01.02.012 | Clinical Chair | Kursi Klinik, Kursi Pemeriksaan, Examination Chair, Clinical Examination Chair, Patient Chair
1.3.2.07.01.02.013 | Dosator
1.3.2.07.01.02.014 | Minor Surgical Set (Alat Kedokteran Gigi) | Minor Surgery Set Dental, Set Bedah Minor Gigi, Dental Minor Surgical Kit, Small Surgery Dental Set
1.3.2.07.01.02.015 | Dental Surgical Set | Dental Surgical Set, Set Bedah Gigi, Oral Surgery Set, Dental Surgery Instruments, Set Operasi Gigi
1.3.2.07.01.02.016 | Polish Motor | Polishing Motor, Motor Poles Gigi, Dental Polishing Unit, Prophylaxis Motor, Alat Poles Gigi, Dental Polishe
1.3.2.07.01.02.017 | Cavitron Generator | Cavitron Generator, Ultrasonic Scaler Generator, Generator Pembersih Karang Gigi Ultrasonik, Dental Ultrasonic Unit
1.3.2.07.01.02.018 | Niva Lite
1.3.2.07.01.02.019 | Portable Dental Unit | Unit Gigi Portable, Portable Dental System, Mobile Dental Unit, Unit Gigi Bergerak, Dental Field Unit
1.3.2.07.01.02.020 | Dental Ultrasonic | Dental Ultrasonic Scaler, Pembersih Karang Gigi Ultrasonik, Ultrasonic Dental Cleaner, Scaler Ultrasonik, Alat Scaling Gigi
1.3.2.07.01.02.021 | UV Lamp (Alat Kedokteran Gigi) | lampu UV, ultraviolet lamp, lampu ultraviolet, UV sterilizer, UV disinfection lamp, UVC lamp, lampu sterilisasi UV, dental UV lamp, kabinet UV, UV dental sterilizer
1.3.2.07.01.02.022 | Amalgamator | dental amalgamator, amalgam mixer, capsule mixer, triturator, amalgam triturator, mesin pengaduk amalgam, alat pencampur amalgam, alat triturasi kapsul, mixer kapsul amalgam, GIC capsule mixer
1.3.2.07.01.02.023 | Terminator
1.3.2.07.01.02.024 | Airimatik 205 Dental Unit
1.3.2.07.01.02.025 | Amalgam Pistol/Stopper (Alat Kedokteran Gigi) | amalgam pistol, amalgam gun, amalgam carrier, dental amalgam carrier, amalgam dispenser, pembawa amalgam, pistol amalgam, alat pembawa amalgam, alat penyalur amalgam, amalgam stopper, plugger amalgam, amalgam condensor
1.3.2.07.01.02.026 | Free Plane Articulator / Articulator Free Plane | articulator, dental articulator, artikulator gigi, artikulator prostodontik, free plane articulator, mean value articulator, three point articulator, plane-line articulator, simple articulator, artikulator rahang, alat simulasi oklusi
1.3.2.07.01.02.027 | Band Pusher | band pusher, orthodontic band pusher, pendorong band, alat pendorong band ortodonti, band seating instrument, band pusher seater, Mershon band pusher, alat pasang band behel
1.3.2.07.01.02.028 | Berge Fail
1.3.2.07.01.02.029 | Distal End Cutter | distal end cutter, orthodontic distal end cutter, distal cutter, end cutter, wire cutter distal, pemotong ujung kawat ortodonti, tang pemotong distal, flush cut distal end cutter, safety hold distal cutter, pemotong archwire distal
1.3.2.07.01.02.030 | Band Seater | band seater, bite stick, orthodontic band seater, alat penekan band, alat dudukan band, band seating tool, band pusher seater, bite stick band seater, alat pasang band ortodonti, penekan band molar
1.3.2.07.01.02.031 | Bor Gigi | bor gigi, bur gigi, dental bur, dental burr, mata bor gigi, rotary cutting instrument, mata bur, carbide bur, diamond bur, round bur, fissure bur, bur intan, bur karbida, dental drill bit
1.3.2.07.01.02.032 | Bracket Holder | orthodontic bracket holder, bracket holding tweezer, bracket placing tweezer, bracket tweezer, holder bracket behel, penjepit bracket, pinset bracket, forceps bracket, bracket placement instrument, bracket positioning tweezer
1.3.2.07.01.02.033 | Burnisher | dental burnisher, amalgam burnisher, ball burnisher, acorn burnisher, egg burnisher, beavertail burnisher, penghalus tambalan, pengkilap tambalan, burnisher amalgam, alat burnishing, alat pemoles restorasi
1.3.2.07.01.02.034 | Handpiece | handpiece, dental handpiece, hand piece gigi, handstuk, handstuk gigi, dental drill, bor dental, turbine handpiece, high speed handpiece, low speed handpiece, air rotor, airotor, micromotor handpiece, straight handpiece, contra-angle handpiece
1.3.2.07.01.02.035 | Chisel | dental chisel, enamel chisel, pahat gigi, pahat enamel, pahat email, Wedelstaedt chisel, straight chisel, bin-angle chisel, restorative chisel, chisel preparasi kavitas, alat pemahat enamel
1.3.2.07.01.02.036 | Citoject / Cito Ject | Citoject, Cito Ject, Citojet, Citoject syringe, citoject dental syringe, intraligamental syringe, PDL syringe, periodontal ligament syringe, intraligamentary syringe, spuit anestesi intraligamen, syringe anestesi periodontal, alat injeksi intraligamen
1.3.2.07.01.02.037 | Contra Angle | contra angle, contra-angle handpiece, contra angle handpiece, contra angle attachment, handpiece sudut, handpiece contra angle, contra-angle dental, low speed contra angle, right angle handpiece, angle handpiece
1.3.2.07.01.02.038 | Crown Remover | dental crown remover, crown remover instrument, alat pelepas crown, alat pembuka mahkota, pelepas mahkota gigi, crown and bridge remover, bridge remover, remover crown jembatan, automatic crown remover, pneumatic crown remover, crown tractor, WamKey, Richwil crown remover
1.3.2.07.01.02.039 | Cryer | Cryer elevator, dental Cryer elevator, root elevator, dental root elevator, elevator akar gigi, pengungkit akar gigi, triangular elevator, East-West elevator, flag elevator, elevator ekstraksi, alat ungkit ekstraksi gigi
1.3.2.07.01.02.040 | Curette Gigi / Kuret Gigi | curette gigi, dental curette, periodontal curette, curet gigi, kuret gigi, kuret periodontal, Gracey curette, universal curette, scaler curette, kuretase gigi, alat kuret periodontal, root planing curette
1.3.2.07.01.02.041 | Curette Lurus/Bengkok | kuret lurus, kuret bengkok, straight curette, curved curette, dental curette straight/curved, periodontal curette, Gracey curette, universal curette, kuret periodontal lurus/bengkok, scaler curette.
1.3.2.07.01.02.042 | Kuvet / Cuvette | kuvet, cuvette, dental flask, denture flask, kuvet akrilik, flask gigi tiruan, cuvet gigi, alat cetak flask, denture curing flask
1.3.2.07.01.02.043 | Dillarosa
1.3.2.07.01.02.044 | Electrolytic Polisher / Electropolisher | electrolytic polisher, electropolisher, electropolishing machine, alat poles elektrolit, mesin electropolishing, dental electrolytic polishing unit, alat pemoles logam gigi, polisher elektrolitik prostodontik
1.3.2.07.01.02.045 | Engine Machine | dental engine, dental engine machine, mesin bor gigi, dental drilling machine, dental lathe engine, mesin engine gigi, alat gerinda/bor dental, dental motor engine
1.3.2.07.01.02.046 | Engine Portable Lengkap | portable dental engine, dental engine portable, mesin bor gigi portabel, portable dental drill unit, dental engine set lengkap, unit engine gigi portabel, portable dental motor complete set
1.3.2.07.01.02.047 | Excavator | dental excavator, excavator gigi, ekskavator, spoon excavator, kavitas excavator, alat pengeruk karies, sendok karies, alat ekskavasi kavitas, spoon excavator gigi, caries removal excavator
1.3.2.07.01.02.048 | Finger Protector | finger guard, finger protector dental, pelindung jari, finger cot protector, dental finger shield, pelindung jari operator, finger protector alat gigi
1.3.2.07.01.02.049 | Handstuk / Handpiece | handpiece, dental handpiece, handstuk, hand piece gigi, handstuk gigi, dental drill, bor dental, turbine handpiece, high/low speed handpiece, air rotor, micromotor handpiece, straight handpiece
1.3.2.07.01.02.050 | Handel Miss
1.3.2.07.01.02.051 | Heliosit -Heliomat
1.3.2.07.01.02.052 | Handpiece Airbin 400.000 RPM | high speed handpiece, air turbine handpiece 400.000 rpm, air rotor handpiece, turbine bur high speed, handpiece turbin udara, airotor 400000 rpm, dental air turbine
1.3.2.07.01.02.053 | Hoekstuk (Micromotor) | hoekstuk, contra angle handpiece, contra-angle, handpiece sudut, micromotor, mikromotor, low speed contra angle, angle handpiece, handpiece hoekstuk
1.3.2.07.01.02.054 | Howe Plier Bengkok/Lurus | Howe plier, How plier, tang Howe, orthodontic Howe pliers, utility plier ortodonti, tang ortodonti lurus/bengkok, straight/curved Howe plier, universal plier ortodonti, tang universal behel
1.3.2.07.01.02.055 | Intra Oral / Intraoral | intraoral camera, kamera intraoral, intra oral camera, kamera intra oral, intraoral scanner, alat intraoral, dental intraoral device, kamera dalam mulut
1.3.2.07.01.02.056 | Jangka | divider, dental divider, caliper, kaliper gigi, jangka sorong gigi, dental caliper, jangka prostodontik, divider ortodonti, kompas ukur dental
1.3.2.07.01.02.057 | Jelenko Colloid Bath | Jelenko colloid bath, hydrocolloid conditioning bath, colloid bath, water bath hydrocolloid, agar conditioning bath, alat conditioning hydrocolloid, tempering bath cetakan agar, hydrocolloid conditioner
1.3.2.07.01.02.058 | Kaca Mulut / Spiegel | mouth mirror, dental mirror, kaca mulut, spiegel, spigel, kaca mulut gigi, mirror gigi, dental mouth mirror, cermin mulut, alat kaca mulut
1.3.2.07.01.02.059 | Kikir Gigi | dental file, bone file, kikir tulang, kikir gigi, file gigi, alat kikir dental, restorative file, amalgam file, kikir kavitas, surgical bone file
1.3.2.07.01.02.060 | Knabbeltang (Alat Kedokteran Gigi) | bone rongeur, dental rongeur, knabbeltang, tang rongeur, bone nibbler, bone biter, tang pemotong tulang, rongeur forceps, tang gigit tulang alveolar, alveolar bone rongeur
1.3.2.07.01.02.061 | Knop Sonde | Sonde Knop, Ball-end Probe, Blunt Probe, Sonda Berujung Bulat, Dental Probe Knop, Periodontal Probe
1.3.2.07.01.02.062 | Laboratorium Hathe
1.3.2.07.01.02.063 | Laring Suprane Dental Unit Shimatic 20 cc/Fontell
1.3.2.07.01.02.064 | Laring Supreme Dental Unit
1.3.2.07.01.02.065 | Light Curing Unit | Lampu Curing, Dental Curing Light, LED Curing Light, Alat Penyinar Tambalan, Light Cure, Alat Sinar Resin Komposit
1.3.2.07.01.02.066 | LIP Retraktor | Retraktor Bibir, Lip Retractor, Cheek Retractor, Penarik Bibir, Alat Penahan Bibir, Oral Retractor
1.3.2.07.01.02.067 | Mouth Piece | Mouthpiece Gigi, Pelindung Mulut, Bite Block, Penahan Mulut, Oral Mouthpiece
1.3.2.07.01.02.068 | Motor Gigi Fora Tanpa Handpiece
1.3.2.07.01.02.069 | Mouth Retraktor | Retraktor Mulut, Mouth Retractor, Cheek Retractor, Penarik Mulut, Oral Retractor, Alat Buka Mulut
1.3.2.07.01.02.070 | Mouth Spreader | Mouth Spreader, Mouth Gag, Pembuka Mulut, Alat Perenggang Mulut, Dental Mouth Prop
1.3.2.07.01.02.071 | Odner Bending
1.3.2.07.01.02.072 | Okludator | Occludator, Oklusor, Dental Occludator, Alat Oklusi Sederhana, Hinge Articulator, Artikulator Engsel
1.3.2.07.01.02.073 | Polishing Motor | Polishing Motor, Motor Poles Gigi, Dental Polishing Unit, Alat Poles, Prophylaxis Motor, Dental Polisher
1.3.2.07.01.02.074 | Pengukur Bracket | Bracket Gauge, Bracket Positioning Gauge, Alat Ukur Bracket, Bracket Height Gauge, Orthodontic Bracket Gauge
1.3.2.07.01.02.075 | Physiodispenser Implant + Microsurgery | Physiodispenser, Implant Motor, Surgical Motor Implant, Alat Bor Implan Gigi, Implantology Motor, Micromotor Bedah Implan
1.3.2.07.01.02.076 | PIK Hak Gigi
1.3.2.07.01.02.077 | Pinset Dental | Dental Tweezers, Pinset Gigi, Dental Cotton Pliers, College Tweezers, Pinset Kapas Gigi, Dental Forceps
1.3.2.07.01.02.078 | Pisau Lilin/Wasmess/Wax Knife | Wax Knife, Pisau Malam, Pisau Lilin, Wax Carving Knife, Dental Wax Knife, Alat Ukir Malam
1.3.2.07.01.02.079 | Plastik Instrument | Plastis Instrument, Plastic Filling Instrument, Alat Tambal Plastis, Composite Instrument, Alat Aplikasi Tambalan, Filling Instrument
1.3.2.07.01.02.080 | Press Untuk Dua Kafet
1.3.2.07.01.02.081 | Press Untuk Satu Kapet
1.3.2.07.01.02.082 | Prosthetic Engine | Dental lab engine, mesin prostetik gigi, mesin laboratorium gigi, dental laboratory motor, dental lathe, mesin poles gigi tiruan
1.3.2.07.01.02.083 | Raspatorium | Raspatorium gigi, periosteal elevator, periosteal raspatory, bone rasp, alat pengikis tulang, elevator periosteum, alat bedah mulut
1.3.2.07.01.02.084 | Semen Stopper / Cement Stopper | Cement stopper, cement plugger, semen plugger, alat pemadat semen, dental plugger, dental condenser, alat pemadat bahan tambal
1.3.2.07.01.02.085 | Shade Guide | Dental shade guide, panduan warna gigi, alat pilih warna gigi, tooth shade guide, Vita shade guide, color guide gigi, pedoman warna restorasi
1.3.2.07.01.02.086 | Slip Join
1.3.2.07.01.02.087 | Spatel Gips | Spatula gips, gypsum spatula, plaster spatula, dental plaster spatula, alat aduk gips, spatula laboratorium gigi, mixing spatula
1.3.2.07.01.02.088 | Speculum Gigi | Spekulum gigi, dental speculum, mouth speculum, oral speculum, alat pembuka mulut, mouth opener, mouth gag
1.3.2.07.01.02.089 | Spot Welder | Dental spot welder, spot welding machine, alat las titik, alat las kawat gigi, orthodontic spot welder, wire welder, mesin las ortodonti
1.3.2.07.01.02.090 | Tang Klamer | Clasp pliers, tang klamer gigi, tang pembentuk klamer, tang cengkeram gigi tiruan, removable denture clasp pliers, orthodontic clasp pliers
1.3.2.07.01.02.091 | Tang Ekstraksi (Dewasa,Anak) | Tang cabut gigi, extraction forceps, dental extraction forceps, forceps pencabut gigi, tang ekstraksi dewasa, tang ekstraksi anak, tang pencabut gigi
1.3.2.07.01.02.092 | Tang Omega | Omega pliers, omega loop pliers, tang pembentuk omega loop, orthodontic omega pliers, tang ortodonti, wire bending pliers
1.3.2.07.01.02.093 | Tang Pengukur Bracket Depan/Belakang | Bracket gauge pliers, bracket positioning pliers, tang ukur bracket, alat pengukur posisi bracket, bracket height gauge, orthodontic bracket gauge
1.3.2.07.01.02.094 | Tang Rahang Bawah | Tang mandibula, mandibular forceps, lower jaw forceps, lower extraction forceps, tang ekstraksi rahang bawah, tang cabut gigi bawah
1.3.2.07.01.02.095 | Tang Removable Appliance | Removable appliance pliers, tang alat ortodonti lepasan, tang kawat ortodonti lepasan, orthodontic removable appliance pliers, tang klamer lepasan
1.3.2.07.01.02.096 | Tang Serba Guna | Utility pliers, universal pliers, multi-purpose dental pliers, tang universal gigi, tang kombinasi gigi, tang ortodonti serbaguna
1.3.2.07.01.02.097 | Tang Set | Set tang gigi, dental pliers set, orthodontic pliers set, set tang ortodonti, set forceps gigi, dental forceps kit
1.3.2.07.01.02.098 | Tang Spatel/Kawat | Tang kawat, wire pliers, spatula pliers, tang pembentuk kawat, tang ortodonti kawat, wire bending pliers
1.3.2.07.01.02.099 | Tang Sporasi
1.3.2.07.01.02.100 | Tang Tulang | Bone forceps, bone pliers, tang tulang gigi, rongeur, bone rongeur, bone cutting forceps, tang pemotong tulang, tang bedah mulut
1.3.2.07.01.02.101 | Tastim Instrument Manual
1.3.2.07.01.02.102 | Vacuum Mixer | Vacuum Mixer, Mixer Vakum, Dental Vacuum Mixer, Alat Aduk Vakum Gips, Vacuum Mixing Unit, Mesin Mixer Laboratorium Gigi
1.3.2.07.01.02.103 | Wang Hak
1.3.2.07.01.02.104 | Yudir Klem
1.3.2.07.01.02.105 | Zuig Kanule | Suction Cannula, Kanula Hisap, Dental Suction Tip, Aspirator Tip, Kanula Sedot Mulut, Saliva Ejector Tip
1.3.2.07.01.02.106 | Infus Standard Mac High 2M | IV stand, tiang infus, infusion stand, IV pole, standing infusion holder
1.3.2.07.01.02.107 | Kompresor Jun Air | dental compressor, kompresor udara gigi, air compressor dental, sumber udara handpiece
1.3.2.07.01.02.108 | Prisma Life System (Sinar Halogen) | halogen curing light, lampu curing halogen, light curing unit, alat sinar tambalan halogen, dental halogen light
1.3.2.07.01.02.109 | Kompresor Gigi | dental compressor, kompresor udara dental, air compressor gigi, sumber udara handpiece
1.3.2.07.01.02.110 | Scaler | dental scaler, alat scalling, ultrasonic scaler, pembersih karang gigi, alat pembersih plak, scaler gigi
1.3.2.07.01.02.111 | Scalier Callat Scalling
1.3.2.07.01.02.112 | Matrix | matrix band, matrix strip, matriks tambalan, dental matrix, matrix komposit, matriks restorasi gigi
1.3.2.07.01.02.113 | Mortir and B Stamper
1.3.2.07.01.02.114 | Pisau Operasi/Scapel | scalpel, pisau bedah, surgical blade, pisau operasi gigi, blade bedah mulut, bistoury
1.3.2.07.01.02.115 | Pisau Crown/Lecron
1.3.2.07.01.02.116 | Bein | bein, elevator akar, root elevator, dental elevator, alat angkat akar gigi, elevator bedah gigi, luxator
1.3.2.07.01.02.117 | Alat Ra Foto
1.3.2.07.01.02.118 | Tang Incisivus Atas Susu | Upper Primary Incisor Forceps, Tang Cabut Gigi Susu Insisiv Atas, Extraction Forceps Primary Upper Incisor
1.3.2.07.01.02.119 | Tang Molare Atas Susu | Upper Primary Molar Forceps, Tang Cabut Gigi Susu Molar Atas, Tang Ekstraksi Molar Susu Atas
1.3.2.07.01.02.120 | Tang Radix Atas Susu | Upper Primary Root Forceps, Tang Cabut Akar Gigi Susu Atas, Root Forceps Primary Upper
1.3.2.07.01.02.121 | Tang Radix Bawah Susu | tang akar gigi susu bawah, tang radix desidui bawah, lower primary root forceps, pediatric lower root forceps, forceps akar gigi sulung bawah
1.3.2.07.01.02.122 | Tang Incisivus Atas | tang insisivus atas, tang anterior atas, upper incisor forceps, maxillary incisor forceps, forceps gigi depan atas, tang cabut gigi seri atas
1.3.2.07.01.02.123 | Tang Radix Posterior Atas | tang akar posterior atas, tang radix posterior maksila, upper posterior root forceps, maxillary posterior root forceps, forceps akar geraham atas
1.3.2.07.01.02.124 | Tang Radix Anterior Atas | tang akar anterior atas, tang radix anterior maksila, upper anterior root forceps, forceps akar gigi depan atas, tang akar insisivus atas
1.3.2.07.01.02.125 | Tang Molar Atas Kiri | tang molar kiri atas, upper left molar forceps, forceps molar maksila kiri, tang cabut molar atas kiri
1.3.2.07.01.02.126 | Tang Molar Atas Kanan | tang molar kanan atas, upper right molar forceps, forceps molar maksila kanan, tang cabut molar atas kanan
1.3.2.07.01.02.127 | Tang Molar Bawah | tang molar bawah, lower molar forceps, mandibular molar forceps, tang cabut molar mandibula, forceps geraham bawah
1.3.2.07.01.02.128 | Tang Incisivus/Anterior Bawah | tang insisivus bawah, tang anterior bawah, lower incisor forceps, lower anterior forceps, forceps gigi depan bawah, tang cabut gigi seri bawah
1.3.2.07.01.02.129 | Tang Radix Bawah | tang akar bawah, tang radix mandibula, lower root forceps, mandibular root forceps, tang cabut akar bawah
1.3.2.07.01.02.130 | Tang Molar Tiga Atas/Modifikasi | tang molar tiga atas, tang gigi bungsu atas, upper third molar forceps, forceps molar ketiga atas modifikasi, modified upper third molar forceps
1.3.2.07.01.02.131 | Alat Espe Eliper
1.3.2.07.01.02.132 | Rasparaxtium
1.3.2.07.01.02.133 | Carving Amalgam | amalgam carver, alat ukir amalgam, instrumen carving amalgam, carver tambalan amalgam, dental carver, cleoid-discoid amalgam carver, carving instrument restorasi
1.3.2.07.01.02.134 | Needle Holder | pemegang jarum, holder jarum, needle driver, needle forceps, dental needle holder, alat pegang jarum jahit, instrumen jahit bedah
1.3.2.07.01.03 | ALAT KEDOKTERAN KELUARGA
1.3.2.07.01.03.001 | Gynecology Table | Meja Periksa Ginekologi, Meja Obstetri, Meja Pemeriksaan Kandungan, Gynecological Examination Table, Meja Obgyn, Bed Ginekologi, Kursi Ginekologi, Meja Obgin, Examination Couch
1.3.2.07.01.03.002 | Tromol Gaas | Tromol Kasa, Drum Kasa, Dressing Drum, Sterilizing Drum, Tempat Kasa Steril, Wadah Kasa, Gauze Drum, Kontainer Kasa Steril, Bandage Drum
1.3.2.07.01.03.003 | Cervix Model Kit | Model Serviks, Model Leher Rahim, Model Anatomi Serviks, Cervical Training Model, Alat Peraga Serviks, Phantom Serviks, Model Mulut Rahim
1.3.2.07.01.03.004 | Speculum Model Kit | Kit Model Spekulum, Alat Peraga Spekulum, Speculum Training Kit, Model Pelatihan Spekulum, Phantom Spekulum, Simulator Spekulum Vagina
1.3.2.07.01.03.005 | Uterine Dressing Forceps | Forceps Uterus, Uterine Dressing Forcep, Klem Dressing Uterus, Penjepit Uterus, Tang Uterus, Forsep Ginekologi, Dressing Forceps Rahim
1.3.2.07.01.03.006 | Speculum | Spekulum, Spekulum Vagina, Vaginal Speculum, Cocor Bebek, Spekulum Cusco, Spekulum Sims, Alat Pembuka Vagina, Speculum Ginekologi
1.3.2.07.01.03.007 | Instrumen Tray | Baki Instrumen, Nampan Alat Medis, Tray Alat, Instrument Tray, Baki Alat Bedah, Wadah Instrumen, Nampan Instrumen, Bak Instrumen
1.3.2.07.01.03.008 | Uterin Zone
1.3.2.07.01.03.009 | Extractor IUD | Pencabut IUD, Alat Pelepas IUD, IUD Remover, Ekstraktor Spiral, Alat Cabut Spiral KB, IUD Extractor Forceps, Pelepas AKDR (Alat Kontrasepsi Dalam Rahim)
1.3.2.07.01.03.010 | Model Implan | Model Implant KB, Alat Peraga Implan, Phantom Implan, Implant Training Model, Model Susuk KB, Simulator Pemasangan Implan, Model Kontrasepsi Implan, Model Norplant
1.3.2.07.01.03.011 | Pengait IUD | IUD Hook, Kait IUD, Hook Spiral, Pengait Spiral KB, Retriever IUD, Kait AKDR, Alat Pengait Kontrasepsi Dalam Rahim, IUD Retrieval Hook
1.3.2.07.01.03.012 | Trocar Implan | Trokar Implan, Trocar Implant, Jarum Implan KB, Insersi Trokar, Alat Pemasang Implan, Implant Trocar, Kanula Implan, Trokar Susuk KB
1.3.2.07.01.03.013 | Vasektomi Dissecting Clamp | Klem Diseksi Vasektomi, Vasectomy Dissecting Forceps, Penjepit Diseksi Vas Deferens, Klem Pemisah Vasektomi, Dissecting Clamp KB Pria, Tang Diseksi Vasektomi
1.3.2.07.01.03.014 | Vasektomi Kit Fixing Clamp | Klem Fiksasi Vasektomi, Vasectomy Fixing Clamp, Penjepit Fiksasi Vas Deferens, Fixation Clamp Vasektomi, Klem Penahan Vasektomi, Ring Clamp Vasektomi, Kit Klem Fiksasi KB Pria
1.3.2.07.01.04 | ALAT KEDOKTERAN BEDAH
1.3.2.07.01.04.001 | Minor Surgery Set | Set Bedah Minor, Kit Bedah Kecil, Minor Surgical Set, Peralatan Bedah Minor, Instrumen Operasi Minor, Set Tindakan Kecil, Alat Bedah Luka, Minor Op Set
1.3.2.07.01.04.002 | Major Surgery Set | Set Bedah Mayor, Major Surgical Set, Peralatan Operasi Besar, Kit Bedah Besar, Instrumen Operasi Mayor, Major Op Set, Set Tindakan Operasi Besar
1.3.2.07.01.04.003 | Nephrectomy Set | Set Nefrektomi, Surgical Kit Nefrektomi, Peralatan Bedah Ginjal, Kidney Surgery Set, Set Operasi Ginjal, Instrumen Nefrektomi, Nephrectomy Instrument Kit
1.3.2.07.01.04.004 | Circumsision Set | Set Sirkumsisi, Peralatan Khitan, Alat Sunat, Circumcision Kit, Instrumen Khitan, Set Khitan, Sunat Set, Peralatan Sunatan
1.3.2.07.01.04.005 | Orthopedic Set | Set Ortopedi, Peralatan Bedah Tulang, Orthopedic Instrument Set, Kit Ortopedi, Set Bedah Ortopedi, Instrumen Tulang, Bone Surgery Set, Set Operasi Ortopedi
1.3.2.07.01.04.006 | Rectum Set | Set Rektum, Rectal Surgery Set, Peralatan Bedah Anorektal, Anorectal Set, Set Proktologi, Instrumen Rektum, Rectal Instrument Kit, Set Bedah Anus
1.3.2.07.01.04.007 | Tracheotomy Set | Set Trakeotomi, Set Trakeostomi, Tracheostomy Kit, Peralatan Bedah Trakea, Instrumen Jalan Napas Darurat, Airway Surgery Set, Set Insisi Trakea, Tracheotomy Instrument Kit
1.3.2.07.01.04.008 | Gastrointestinal Set | Set Gastrointestinal, GI Set, Peralatan Bedah Saluran Cerna, Set Bedah Usus, Intestinal Surgery Set, Instrumen Saluran Pencernaan, GI Surgery Kit, Set Bedah Lambung dan Usus
1.3.2.07.01.04.009 | BIas And Urology Set | Set Blaas dan Urologi, Bladder and Urology Set, Set Kandung Kemih dan Urologi, Urology Surgery Kit, Peralatan Bedah Urologi, Set Urologi, Vesical and Urology Set
1.3.2.07.01.04.010 | Thyroidectomy Set | Set Tiroidektomi, Peralatan Bedah Tiroid, Thyroid Surgery Set, Instrumen Tiroidektomi, Set Operasi Kelenjar Tiroid, Thyroidectomy Instrument Kit, Set Bedah Gondok
1.3.2.07.01.04.011 | Anaesthesi App | Alat Anestesi, Mesin Anestesi, Anesthesia Machine, Anaesthesia Apparatus, Peralatan Pembiusan, Anesthesia Equipment, Mesin Bius, Ventilator Anestesi, Anesthetic Apparatus
1.3.2.07.01.04.012 | Operating Table Bedah | Meja Operasi, Meja Bedah, Operation Table, Surgical Table, Meja Tindakan Bedah, OR Table, Meja OK (Operating Room), Meja Pembedahan
1.3.2.07.01.04.013 | Electro Surgery Unit | Unit Elektrobedah, ESU, Electrosurgical Unit, Mesin Kauter, Bovie Unit, Diathermy Unit, Alat Kauter Listrik, Surgical Cauterizer, Alat Elektrokauter, Unit Diatermia Bedah
1.3.2.07.01.04.014 | Endoscopy Unit | Unit Endoskopi, Alat Endoskopi, Endoscope Unit, Sistem Endoskopi, Peralatan Endoskopi, Endoscopy System, Endoscopic Equipment, Video Endoscopy Unit
1.3.2.07.01.04.015 | Operating Microscope (Alat Kedokteran Bedah) | Mikroskop Bedah, Surgical Microscope, Mikroskop Operasi, Operative Microscope, Surgical Microscope Unit, Mikroskop OK, Microscope Bedah, Ophthalmic Surgical Microscope
1.3.2.07.01.04.016 | Cryo Surgery | Krioterapi Bedah, Cryosurgery Unit, Alat Bedah Beku, Cryotherapy Surgical, Liquid Nitrogen Surgery Unit, Alat Kriosurgeri, Cryosurgical System, Alat Pembekuan Bedah
1.3.2.07.01.04.017 | UltraSound Cleaner | Pembersih Ultrasonik, Ultrasonic Cleaner, Alat Cuci Ultrasonik, Ultrasound Cleaning Device, Sonic Cleaner, Pencuci Instrumen Ultrasonik, Ultrasonic Washer, Alat Sterilisasi Ultrasonik
1.3.2.07.01.04.018 | Colposcope (Alat Kedokteran Bedah) | Kolposkop, Alat Kolposkopi, Colposcopy Device, Video Colposcope, Kamera Serviks, Alat Pemeriksaan Leher Rahim, Digital Colposcope, Kolposkopi Ginekologi
1.3.2.07.01.04.019 | Echotonometer
1.3.2.07.01.04.020 | Instalasi Gas Medik | Medical Gas Installation, Sistem Gas Medis, Instalasi Gas Rumah Sakit, Medical Gas System, Medical Gas Pipeline System (MGPS), Instalasi Oksigen, Gas Medis Sentral, Central Medical Gas Supply, Jaringan Gas Medis
1.3.2.07.01.04.021 | Laser Coagulator | Koagulator Laser, Laser Fotokoagulator, Laser Photocoagulator, Alat Koagulasi Laser, Surgical Laser Coagulation System
1.3.2.07.01.04.022 | Mobile Operating Lamp | Lampu Operasi Mobile, Lampu Tindakan Mobile, Lampu Operasi Beroda, Portable Operating Light, Stand Operating Lamp, Mobile Surgical Light, Lampu Bedah Portabel
1.3.2.07.01.04.023 | Polygraph | Poligraf, Multichannel Recorder, Physiological Monitoring System, Alat Monitoring Fisiologis, Alat Uji Kebohongan (konteks umum), Pemantau Sinyal Fisiologis Kompleks
1.3.2.07.01.04.024 | Mobile X-Ray C-Arm | C-Arm Rontgen Mobile, Mobile Fluoroscopy, C-Arm Radiografi, Pesawat Sinar-X C-Arm, Image Intensifier C-Arm, Alat Rontgen Bedah Orthopedi
1.3.2.07.01.04.025 | Abdominal Surgery Set | Set Bedah Abdomen, Laparotomy Set, Set Bedah Perut, Abdominal Surgical Kit, Instrumen Bedah Perut, Set Operasi Laparotomi
1.3.2.07.01.04.026 | Abdominal Spatulas | Spatula Abdomen, Malleable Retractor, Spatula Bedah Perut, Abdominal Retractor Spatula, Pengait Lebar Perut, Haberer Spatula
1.3.2.07.01.04.027 | Instrumen Bedah Saraf | Neurosurgery Instrument, Neurosurgical Set, Alat Bedah Neurologi, Set Bedah Otak, Perangkat Bedah Syaraf
1.3.2.07.01.04.028 | Allis Klem | Allis Clamp, Klem Allis, Allis Tissue Forceps, Penjepit Jaringan Allis, Tang Allis, Allis Intestinal Forceps
1.3.2.07.01.04.029 | Amputation Surgery Set | Set Bedah Amputasi, Amputation Kit, Instrumen Amputasi, Surgical Amputation Set, Alat Operasi Pemotongan Anggota Gerak
1.3.2.07.01.04.030 | Anuscope (Anak,Dewasa) | Anuskop, Spekulum Anal, Proctoscope, Alat Periksa Anus, Anal Speculum, Teropong Dubur, Proktoskop
1.3.2.07.01.04.031 | Anuscopy Set | Set Anuskopi, Anoscopy Kit, Proctoscopy Set, Instrumen Pemeriksaan Anus, Set Proktoskopi
1.3.2.07.01.04.032 | Operating Teaches Light Strestes
1.3.2.07.01.04.033 | Appendectomy Instrument Set | Set Bedah Usus Buntu, Set Operasi Apendiktomi, Appendectomy Kit, Instrumen Apendiktomi, Appendisitis Set
1.3.2.07.01.04.034 | Approach Sinator
1.3.2.07.01.04.035 | Arthroscopy | Artroskopi, Alat Teropong Sendi, Arthroscopic Unit, Knee Arthroscopy Unit, Arthroscopic Surgery System
1.3.2.07.01.04.036 | Basic Surgical Instrument | Instrumen Bedah Dasar, Basic Surgical Set, Alat Bedah Dasar, Basic Surgery Kit, Standar Instrumen Bedah
1.3.2.07.01.04.037 | Biopsi Forceps TB.100 (Olympus) | Forsep Biopsi, Tang Biopsi Endoskopi, Biopsy Forceps, Alat Ambil Sampel Jaringan, Endoscopic Biopsy Forceps
1.3.2.07.01.04.038 | Biopsi Tang | Tang Biopsi, Forsep Biopsi, Biopsy Forceps, Biopsy Punch, Alat Pengambil Sampel Jaringan, Biopsy Nipper
1.3.2.07.01.04.039 | Bor Listrik | Bor Bedah Elektrik, Surgical Electric Drill, Bone Drill, Bor Tulang, Orthopedic Drill
1.3.2.07.01.04.040 | Bougie (Hegar, Metal, Urethra) | Busi Uretra, Hegar Dilators, Urethral Sound, Alat Pelebar Saluran Kencing, Dilatator Uretra, Metal Bougie, Busi Logam
1.3.2.07.01.04.041 | Bulldog Clamp | Bulldog Clamp, Klem Bulldog, Vascular Bulldog Clamp, Penjepit Pembuluh Darah Kecil, Mini Vascular Clamp, Klem Vaskuler Kecil
1.3.2.07.01.04.042 | Bum Tang Lengkap Dengan Lift
1.3.2.07.01.04.043 | Busteustinal Clam Curved
1.3.2.07.01.04.044 | C B D | Common Bile Duct, Saluran Empedu Utama, Ductus Choledochus, CBD Instrument, CBD Exploration Set
1.3.2.07.01.04.045 | Cannula | Kanula, Cannula, Selang Kanula, Tube Kanula, Surgical Cannula, Vascular Cannula, Trocar Cannula
1.3.2.07.01.04.046 | Ceiling Operating Lamp 7M Halogen | Lampu Operasi Plafon Halogen, Ceiling Surgical Light, Lampu Bedah Halogen Gantung, Operating Room Ceiling Light, Lampu OK Plafon, Surgical Ceiling Lamp Halogen
1.3.2.07.01.04.047 | Child Basic Instrument Set | Set Instrumen Dasar Anak, Pediatric Basic Surgical Set, Instrumen Bedah Dasar Pediatri, Pediatric Instrument Kit, Set Bedah Anak Dasar
1.3.2.07.01.04.048 | Choledochofiberscope | Koledo Fiberscope, Choledochoscope, Fiberscope Saluran Empedu, Bile Duct Fiberscope, Saluran Empedu Endoskopi, Flexible Choledochoscope
1.3.2.07.01.04.049 | Chromovision
1.3.2.07.01.04.050 | Clip Forceps | Forsep Klip, Clip Applicator, Klem Klip, Surgical Clip Forceps, Hemostatic Clip Forceps, Penjepit Klip Bedah, Ligating Clip Applier
1.3.2.07.01.04.051 | Colon Fiberscope | Fiberscope Kolon, Colonoscope, Alat Teropong Usus Besar, Flexible Colonoscope, Kolon Endoskopi, Serat Optik Kolon, Fiberoptic Colonoscope
1.3.2.07.01.04.052 | Comiatun Set
1.3.2.07.01.04.053 | Curve Long Rirtonal
1.3.2.07.01.04.054 | Cusa Cover | Penutup CUSA, Cavitron Ultrasonic Surgical Aspirator Cover, CUSA Sheath, Cover Aspirator Ultrasonik, Ultrasonic Aspirator Cover, Selubung CUSA, Penutup Cavitron Ultrasonic Surgical Aspirator
1.3.2.07.01.04.055 | Cutting Mikro Spacement
1.3.2.07.01.04.056 | Cystoscopy | Sistoskopi, Cystoscope, Teropong Kandung Kemih, Bladder Endoscopy, Vesicoscopy, Alat Periksa Kandung Kemih, Flexible Cystoscope, Rigid Cystoscope
1.3.2.07.01.04.057 | Czerny Gall Stone Forceps | Forsep Batu Empedu Czerny, Gallstone Forceps, Forsep Kolelitotomi, Bile Stone Forceps, Alat Pengambil Batu Empedu, Cholecystolithiasis Forceps
1.3.2.07.01.04.058 | Deaver Retractor | Retraktor Deaver, Deaver Wound Retractor, Penggait Deaver, Abdominal Retractor Deaver, Wound Hook Deaver, Pengait Luka Deaver, Deaver Abdominal Retractor
1.3.2.07.01.04.059 | DeBakey Aortic Aneurysm Clamp | Klem Aneurisma Aorta DeBakey, DeBakey Aortic Clamp, Penjepit Aorta DeBakey, Aortic Aneurysm Clamp, Klem Pembuluh Aorta, Vascular Aortic Clamp
1.3.2.07.01.04.060 | DeBakey Cardiovascular Scissors | Gunting Kardiovaskuler DeBakey, DeBakey Vascular Scissors, Gunting Pembuluh Darah DeBakey, Cardiovascular Surgical Scissors, Gunting Bedah Jantung Pembuluh Darah, Vascular Scissors DeBakey
1.3.2.07.01.04.061 | DeBakey Péan Forceps Curved | Forsep Péan DeBakey Lengkung, DeBakey Curved Forceps, Klem Arteri DeBakey, Hemostat DeBakey Curved, Penjepit Arteri Péan DeBakey
1.3.2.07.01.04.062 | Deaver Retractor | Retraktor Deaver, Deaver Wound Retractor, Penggait Deaver, Abdominal Retractor, Pengait Luka Perut, Deaver Abdominal Retractor
1.3.2.07.01.04.063 | Desjardin Gall Stone Scoop | Sendok Batu Empedu Desjardin, Desjardin Gallstone Scoop, Alat Ambil Batu Empedu, Bile Stone Scoop, Cholelithotomy Scoop, Sendok Kolelitotomi Desjardin
1.3.2.07.01.04.064 | Dopscan
1.3.2.07.01.04.065 | Dual Temperature Steam Sterilizer | Sterilisator Uap Dua Suhu, Autoclave Dual Temperature, Autoklaf Uap, Steam Autoclave, Mesin Sterilisasi Uap, Sterilizer Uap Suhu Ganda
1.3.2.07.01.04.066 | Duck Klem(Besar,Kecil)
1.3.2.07.01.04.067 | Dupal
1.3.2.07.01.04.068 | Electric Suction Pump | Pompa Penghisap Listrik, Suction Pump Elektrik, Mesin Suction, Alat Hisap Lendir Listrik, Vacuum Suction Pump, Aspirator Listrik, Electric Aspirator, Pompa Vakum Medis
1.3.2.07.01.04.069 | Electric Operating Table | Meja Operasi Elektrik, Electric Operating Table, Meja Bedah Listrik, Motorized Operating Table, Meja OK Elektrik, Electric Surgical Table
1.3.2.07.01.04.070 | Electric Cautery | Kauter Elektrik, Elektrokauter, Electrocautery Unit, Alat Kauter Listrik, Diathermy, Bovie, Electrosurgical Cautery, Pisau Kauter Listrik
1.3.2.07.01.04.071 | Emergency Trolley | Troli Darurat, Emergency Cart, Crash Cart, Trolley Emergency, Troli Gawat Darurat, Resuscitation Trolley, Kereta Emergency, Kereta Obat Darurat
1.3.2.07.01.04.072 | Endophare
1.3.2.07.01.04.073 | Examination light | Lampu Periksa, Lampu Pemeriksaan, Examination Lamp, Diagnostic Light, Lampu Tindakan, Medical Examination Light, Lampu Sorot Periksa
1.3.2.07.01.04.074 | Fuged Air Lig And Diss Pcs
1.3.2.07.01.04.075 | Gagang Bisturi / Handle Pisau / Scalpel | Scalpel Handle, Pegangan Pisau Bedah, Bisturi Handle, Blade Handle, Gagang Scalpel, Pegangan Bisturi, Bard-Parker Handle, Knife Handle
1.3.2.07.01.04.076 | Garpu / Retractor | Retraktor, Pengait Luka, Wound Retractor, Garpu Bedah, Surgical Retractor, Penggait Jaringan, Tissue Retractor, Alat Pembuka Luka
1.3.2.07.01.04.077 | Guyon Renal Pedicle Clamp | Klem Pedikel Ginjal Guyon, Guyon Renal Clamp, Renal Pedicle Clamp, Penjepit Pedikel Ginjal, Klem Nefrektomi, Kidney Pedicle Clamp
1.3.2.07.01.04.078 | Gergaji Gips Biasa | Gergaji Gips Manual, Manual Plaster Saw, Plaster Cast Saw, Gergaji Cast Manual, Alat Potong Gips, Hand Cast Saw, Gergaji Gips Non-Listrik
1.3.2.07.01.04.079 | Gergaji Gips Listrik | Gergaji Gips Elektrik, Electric Plaster Saw, Electric Cast Saw, Oscillating Cast Saw, Alat Potong Gips Listrik, Cast Cutter Electric, Mesin Pemotong Gips
1.3.2.07.01.04.080 | Gynecology Operating Set | Set Operasi Ginekologi, Gynecology Surgical Set, Instrumen Bedah Ginekologi, Set Bedah Kandungan, Obgyn Operating Set, Set Operasi Obstetri Ginekologi, Gynaecological Instrument Set
1.3.2.07.01.04.081 | Haken Langenbeck | Retraktor Langenbeck, Pengait Langenbeck, Langenbeck Hook, Hak Bedah Langenbeck, Wound Retractor Langenbeck, Penggait Jaringan Langenbeck
1.3.2.07.01.04.082 | Hak Pembuka Otot | Muscle Hook, Hak Pembuka Otot, Muscle Retractor Hook, Pengait Otot, Muscle Separator Hook, Hak Bedah Otot, Tissue Hook
1.3.2.07.01.04.083 | Heacting Set
1.3.2.07.01.04.084 | Hand Surgical Set | Set Bedah Tangan, Hand Surgery Set, Instrumen Bedah Tangan, Hand Instrument Set, Surgical Hand Kit, Set Operasi Tangan, Hand Op Set
1.3.2.07.01.04.085 | Herniotomi Set | Herniotomy Set, Set Herniotomi, Hernia Surgery Set, Instrumen Herniotomi, Set Operasi Hernia, Herniotomy Instrument Kit, Set Bedah Hernia
1.3.2.07.01.04.086 | Hernia Instrumen Set | Set Instrumen Hernia, Hernia Instrument Kit, Instrumen Bedah Hernia, Hernia Surgical Set
1.3.2.07.01.04.087 | Hoesel
1.3.2.07.01.04.088 | Instrument Pin | Pin Instrumen, Surgical Pin, Bone Pin, Kirschner Wire (K-Wire), Intramedullary Pin, Pin Tulang, Peniti Bedah, Fixation Pin
1.3.2.07.01.04.089 | Instrument Lany
1.3.2.07.01.04.090 | Intestinal Instrument | Instrumen Usus, Bowel Instrument, Intestinal Surgical Instrument, Alat Bedah Usus, Bowel Surgery Tool, GI Instrument, Peralatan Bedah Intestinal
1.3.2.07.01.04.091 | Israel Retractor | Retraktor Israel, Israel Rake Retractor, Rake Retractor, Retraktor Garpu Israel, Multi-Prong Retractor, Pengait Luka Israel, Penggait Bergigi Israel
1.3.2.07.01.04.092 | Jacob Yuls Forceps | Forsep Jacob, Forsep Penjepit, Forcep Ginekologi
1.3.2.07.01.04.093 | Jennings Mouth Gag | Pembuka Mulut, Mouth Gag, Jennings Mouth Gag, Alat Pembuka Rahang, Mouth Opener, Jaw Retractor, Mouth Speculum
1.3.2.07.01.04.094 | Kien Nail
1.3.2.07.01.04.095 | Kikir Osteotomi (Lengkung,Lurus) | Osteotomy File, Bone File, Kikir Tulang, Rasp Tulang, Bone Rasp, Surgical Bone File, Osteotomy Rasp, Alat Kikir Tulang (Curved, Straight)
1.3.2.07.01.04.096 | Klem Jaringan | Tissue Clamp, Penjepit Jaringan, Tissue Forceps, Organ Clamp, Klem Organ, Tissue Holding Clamp, Alat Penjepit Jaringan
1.3.2.07.01.04.097 | Klem Pangkal | Root Clamp, Base Clamp, Pedicle Clamp, Klem Pedikel, Vascular Base Clamp, Penjepit Pangkal Pembuluh, Proximal Clamp
1.3.2.07.01.04.098 | Knabel Tang (Alat Kedokteran Bedah) | Knabel Forceps, Tang Pemotong Tulang, Bone Nibbling Forceps, Bone Cutter Forceps, Rongeur, Tang Knabel Bedah, Bone Nibbler
1.3.2.07.01.04.099 | Kocher Atizu Intest Foceps
1.3.2.07.01.04.100 | Kocher Retractor | Retraktor Kocher, Kocher Wound Retractor, Penggait Luka Kocher, Kocher Goitre Retractor, Thyroid Retractor Kocher, Pengait Bedah Kocher
1.3.2.07.01.04.101 | Kocher's Sonde | Sonde Kocher, Kocher Probe, Grooved Director Kocher, Penduga Kocher, Alat Sondase Kocher
1.3.2.07.01.04.102 | Kom Kompres (Alat Kedokteran Bedah) | Kompres Bowl, Compress Basin, Mangkuk Kompres, Bak Kompres, Cawan Kompres, Kompres Container, Wadah Kompres Bedah
1.3.2.07.01.04.103 | Kom Novocain | Novocain Bowl, Mangkuk Novokain, Cawan Novocain, Local Anesthesia Bowl, Wadah Anestesi Lokal, Bak Obat Bius Lokal, Novocaine Container
1.3.2.07.01.04.104 | Kursi Zeis | Zeiss Chair, Examination Chair Zeiss, Kursi Periksa Zeiss, Ophthalmic Chair Zeiss, Kursi Pemeriksaan Mata
1.3.2.07.01.04.105 | Laminectomy Set | Set Laminektomi, Laminectomy Kit, Instrumen Laminektomi, Spine Surgery Set, Set Bedah Tulang Belakang, Spinal Laminectomy Set, Set Operasi Lamina Vertebra
1.3.2.07.01.04.106 | Langenbeck Retractor | Retraktor Langenbeck, Langenbeck Hook, Pengait Langenbeck, Hak Langenbeck, Wound Retractor Langenbeck, Penggait Bedah Langenbeck
1.3.2.07.01.04.107 | Laparatomi Set | Set Laparotomi, Laparotomy Instrument Set, Set Bedah Abdomen, Set Operasi Perut, Abdominal Surgery Set, Celiotomy Set
1.3.2.07.01.04.108 | Laparoscopy Cholecystectomy | Laparoskopi Kolesistektomi, Laparoscopic Cholecystectomy Set, Set Angkat Kandung Empedu Laparoskopi, Minimally Invasive Cholecystectomy, LC Set, Set Bedah Empedu Laparoskopi
1.3.2.07.01.04.109 | Laryngectomy Set | Set Laringektomi, Laryngectomy Kit, Set Bedah Laring, Set Operasi Pengangkatan Laring, Instrumen Laringektomi, Larynx Surgery Set
1.3.2.07.01.04.110 | Lawrence Dissecting Forceps | Forsep Diseksi Lawrence, Lawrence Dissecting Forceps, Tang Diseksi Lawrence, Penjepit Diseksi Bedah Lawrence
1.3.2.07.01.04.111 | Life Care Pump
1.3.2.07.01.04.112 | Mainzlo Scisor
1.3.2.07.01.04.113 | Manual Amputation Set | Set Amputasi Manual, Manual Amputation Kit, Set Bedah Amputasi Manual, Instrumen Amputasi Non-Elektrik, Set Pemotongan Anggota Gerak Manual
1.3.2.07.01.04.114 | Marinus Intstimal And Stomah Fcps
1.3.2.07.01.04.115 | Mosquito Clamp | Klem Mosquito, Mosquito Forceps, Mosquito Hemostat, Halstead Mosquito, Klem Nyamuk, Penjepit Kecil Mosquito, Fine Hemostat Forceps
1.3.2.07.01.04.116 | Mayo-Blake Gallstone Forceps | Forsep Batu Empedu Mayo-Blake, Mayo-Blake Gallstone Forceps, Tang Batu Empedu Mayo-Blake, Bile Stone Forceps Mayo-Blake, Cholelithotomy Forceps
1.3.2.07.01.04.117 | Mayo Table Stand Mobile, Stainless Steel | Meja Mayo, Mayo Instrument Stand, Meja Mayo Mobile, Trolley Mayo, Meja Bedah Mayo Stainless, Mayo Trolley Table, Stand Instrumen Mayo Beroda
1.3.2.07.01.04.118 | Mayo Vaginal Ugosit Set
1.3.2.07.01.04.119 | Meeker Disection Clamp
1.3.2.07.01.04.120 | Meja Ginekologi | Meja Periksa Ginekologi, Gynecology Table, Meja Obgyn, Gynecological Examination Table, Meja Kandungan, Meja Pemeriksaan Ginekologi, Obstetric Examination Table
1.3.2.07.01.04.121 | Meja Opel Model Recal 700
1.3.2.07.01.04.122 | Meja Operasi Minor | Meja Bedah Minor, Minor Operating Table, Minor Surgery Table, Minor Surgical Table, Meja Tindakan Minor, Meja Operasi Kecil, Meja Bedah Kecil, Meja Tindakan Bedah Minor
1.3.2.07.01.04.123 | Mesh Graft Dermatome | Dermatom Mesh Graft, Skin Graft Mesher, Alat Cangkok Kulit Mesh, Mesh Skin Graft Instrument, Dermatome Mesh, Alat Skin Graft Jala
1.3.2.07.01.04.124 | Micro E Controller
1.3.2.07.01.04.125 | Micro Surgery Set | Set Mikrobedah, Microsurgery Instrument Set, Set Bedah Mikro, Microsurgical Set, Instrumen Mikrosurgeri, Fine Surgery Set
1.3.2.07.01.04.126 | Middeldorpf Retractor | Retraktor Middeldorpf, Middeldorpf Wound Retractor, Pengait Middeldorpf, Middeldorf Retractor
1.3.2.07.01.04.127 | Mikulit
1.3.2.07.01.04.128 | Milculica Pertal Full Cvd
1.3.2.07.01.04.129 | Minor Anesthetic Apparatus | Alat Anestesi Minor, Minor Anesthesia Unit, Aparatus Anestesi Minor, Anesthetic Machine Minor, Alat Bius Minor
1.3.2.07.01.04.130 | Minor Basic Set | Set Dasar Minor, Basic Minor Surgical Set, Instrumen Dasar Minor, Minor Instrument Set, Set Bedah Minor Dasar
1.3.2.07.01.04.131 | Mixter Dissecting Forceps | Forsep Diseksi Mixter, Mixter Right Angle Forceps, Klem Mixter, Mixter Gallbladder Forceps, Tang Diseksi Mixter, Mixter Clamp
1.3.2.07.01.04.132 | Multipurpose Operating Table With Standard Accessories | Meja Operasi Serbaguna dengan Aksesori Standar, Multi-Function Operating Table, Universal Operating Table, Meja Bedah Multifungsi, All-Purpose Surgical Table
1.3.2.07.01.04.133 | Myrtle Probe (LEAF) | Myrtle Probe, Myrtle Leaf Surgical Probe, Probe Myrtle Leaf, Sonde Myrtle Leaf, Sonde Daun Myrtle, Probe Bedah Myrtle, Penduga Bedah Myrtle
1.3.2.07.01.04.134 | O HAAK | O Haak, O-Haak, Hak O, O Hook, Retraktor O, Pengait Bedah O, Pengait Operasi Berbentuk O, O-Shaped Surgical Hook
1.3.2.07.01.04.135 | Operating Tekvation
1.3.2.07.01.04.136 | Orthopedic Instrument Set | Set Instrumen Ortopedi, Orthopedic Surgical Set, Instrumen Bedah Tulang, Bone Surgery Set, Set Bedah Ortopedi
1.3.2.07.01.04.137 | Osteotomy Knife (Lengkung,Lurus) | Pisau Osteotomi, Osteotome Curved/Straight, Pahat Tulang, Bone Chisel, Osteotomy Chisel Lengkung/Lurus, Pisau Pemotong Tulang
1.3.2.07.01.04.138 | Parks Retractor | Retraktor Parks, Parks Anal Retractor, Parks Rectal Retractor, Pengait Parks, Retractor Anorektal
1.3.2.07.01.04.139 | Part Director
1.3.2.07.01.04.140 | Perforator 50 Electric
1.3.2.07.01.04.141 | Pinset Bayonet (Alat Kedokteran Bedah) | Bayonet Forceps, Forsep Bayonet, Pinset Bayonet Neurosurgical, Bayonet Tweezers, Forceps Bayonet Panjang, Pinset Bengkok Bayonet, Neurosurgical Bayonet Forceps
1.3.2.07.01.04.142 | Pinset Klem | Clamp Forceps, Forsep Klem, Pinset Penjepit, Hemostatic Pinset, Klem Pinset, Pinset Clamp, Locking Forceps
1.3.2.07.01.04.143 | Pistol (Ramratial Szannor)
1.3.2.07.01.04.144 | Plastic Surgery Set | Bedah Plastik, Plastic Surgery Set, Set Bedah Rekonstruksi, Reconstructive Surgery Set, Instrumen Bedah Plastik, Plastic Surgical Instrument Set, Set Bedah Estetik
1.3.2.07.01.04.145 | Probe | Sonde, Surgical Probe, Penduga, Probe Bedah, Explorer Probe, Alat Sondase, Diagnostic Probe, Uterine Probe, Gallbladder Probe
1.3.2.07.01.04.146 | Rectal Surgery Set | Set Bedah Rektal, Rectal Surgical Set, Set Proktologi, Proctology Instrument Set, Set Operasi Anorektal, Rectal Procedure Set
1.3.2.07.01.04.147 | Rectasiguwi Tescophy
1.3.2.07.01.04.148 | Rectum Cannula | Kanula Rektum, Rectal Cannula, Rectal Tube, Selang Rektal, Rectal Irrigation Tube, Kanula Dubur, Enema Tube
1.3.2.07.01.04.149 | Resectoscope Set | Set Resektoskop, Resectoscope Kit, Alat Reseksi Transuretral, TURP Set, Transurethral Resection Set, Resektoskop Urologi, Bipolar Resectoscope Set
1.3.2.07.01.04.150 | Retractor | Retraktor, Pengait Luka, Wound Retractor, Penggait Jaringan, Tissue Retractor, Hak Bedah, Surgical Hook, Wound Hook, Alat Pembuka Luka
1.3.2.07.01.04.151 | Rige Led Mixer
1.3.2.07.01.04.152 | Roux Retractor | Retraktor Roux, Roux Wound Retractor, Pengait Roux, Hak Roux, Roux Hook, Abdominal Retractor Roux
1.3.2.07.01.04.153 | Set Hemoroid | Set Wasir, Hemorrhoid Instrument Set, Set Operasi Ambeien, Hemorrhoidectomy Set, Set Bedah Hemoroid, Piles Surgery Set
1.3.2.07.01.04.154 | Set Kidney | Set Ginjal, Kidney Surgery Set, Renal Surgery Set, Set Bedah Ginjal, Instrumen Bedah Ginjal, Kidney Instrument Kit, Set Operasi Ginjal
1.3.2.07.01.04.155 | Set Klem Hepar | Set Klem Hati, Liver Clamp Set, Hepatic Clamp Set, Set Klem Liver, Hepatic Instrument Set, Liver Surgery Clamp Set
1.3.2.07.01.04.156 | Set Laparoscope | Set Laparoskopi, Laparoscopy Set, Laparoscopic Instrument Set, Set Bedah Laparoskopi, Minimally Invasive Surgery Set, Set Teleskop Perut
1.3.2.07.01.04.157 | Set Sonde Urologi | Set Sonde Urologi, Urological Sound Set, Set Kateter Sonde, Urological Probe Set, Set Penduga Urologi, Urethral Sound Set, Urological Bougie Set
1.3.2.07.01.04.158 | Set Statuisky
1.3.2.07.01.04.159 | Set Thoracotomy | Set Torakotomi, Thoracotomy Instrument Set, Set Bedah Dada, Chest Surgery Set, Set Operasi Rongga Dada, Thoracic Surgery Set, Set Bedah Toraks
1.3.2.07.01.04.160 | Set Vaskular | Set Vaskuler, Vascular Instrument Set, Set Bedah Pembuluh Darah, Vascular Surgery Kit, Instrumen Bedah Vaskuler, Blood Vessel Surgery Set, Set Bedah Vaskular
1.3.2.07.01.04.161 | Sigmoid Clamp | Klem Sigmoid, Sigmoid Intestinal Clamp, Penjepit Sigmoid, Klem Kolon Sigmoid, Intestinal Sigmoid Forceps
1.3.2.07.01.04.162 | Skin Hook | Hak Kulit, Pengait Kulit, Skin Retractor Hook, Joseph Skin Hook, Single/Double Skin Hook, Hak Bedah Kulit
1.3.2.07.01.04.163 | Sponge Holding Forceps | Forsep Spons, Sponge Holding Forceps, Sponge Forceps, Penjepit Spons, Rampley Sponge Holding Forceps, Tang Spons Bedah, Foerster Sponge Forceps
1.3.2.07.01.04.164 | Star Fand
1.3.2.07.01.04.165 | Stright Long Rirtonal
1.3.2.07.01.04.166 | STSG (Split Thickness Skin Graft) | Split Thickness Skin Graft, Cangkok Kulit Ketebalan Sebagian, Partial Thickness Skin Graft, STSG Set, Alat/Set Skin Graft STSG, Mesh Graft STSG
1.3.2.07.01.04.167 | Surgery For Cancer Of The Oesophagus | Set Bedah Kanker Esofagus, Esophageal Cancer Surgery Set, Oesophagectomy Set, Set Operasi Kanker Kerongkongan, Esophageal Surgery Instrument Set
1.3.2.07.01.04.168 | Surgical Forceps | Forsep Bedah, Surgical Forceps, Tang Bedah, Penjepit Bedah, Tissue Forceps, Dressing Forceps, Hemostatic Forceps
1.3.2.07.01.04.169 | Surgical Instrument Basic | Instrumen Bedah Dasar, Basic Surgical Instrument, Basic Surgery Set, Set Instrumen Bedah Dasar, Standard Surgical Instruments
1.3.2.07.01.04.170 | Surgical Instrument | Instrumen Bedah, Surgical Instruments, Alat Bedah, Peralatan Bedah, Surgical Tools, Instrumen Operasi
1.3.2.07.01.04.171 | Surgical Siazes
1.3.2.07.01.04.172 | Surgical Slym
1.3.2.07.01.04.173 | Syringe Pump (Alat Kedokteran Bedah) | Pompa Spuit, Syringe Infusion Pump, Pompa Infus Spuit, Infusion Syringe Pump, Pompa Suntik, Electronic Syringe Pump, Pompa Syringe Medis
1.3.2.07.01.04.174 | Tang Mazeuk
1.3.2.07.01.04.175 | TC Stexidord SCS BL-BL STRr
1.3.2.07.01.04.176 | Thoracotomy Set | Set Torakotomi, Thoracotomy Instrument Set, Set Bedah Dada, Chest Surgery Set, Set Operasi Toraks, Thoracic Surgery Kit, Set Bedah Rongga Dada
1.3.2.07.01.04.177 | Thoracic Orthopedic Surgery Set | Set Bedah Ortopedi Toraks, Thoracic Orthopaedic Set, Set Ortopedi Dada, Spine/Thoracic Orthopedic Instrument Set, Set Bedah Tulang Dada
1.3.2.07.01.04.178 | Tracheotomy Set(Alat Kedokteran Bedah) | Set Trakeotomi, Tracheostomy Set, Set Operasi Trakea, Instrumen Trakeotomi, Set Bedah Saluran Napas, Emergency Airway Set, Set Trakeostomi
1.3.2.07.01.04.179 | Trapomation Set
1.3.2.07.01.04.180 | Trocar Jarum | Trokar Jarum, Trocar Needle, Jarum Trokar, Penetrating Trocar, Puncture Trocar, Laparoscopic Trocar, Jarum Tusuk Trokar
1.3.2.07.01.04.181 | Trocar (Alat Kedokteran Bedah) | Trokar, Trocar, Surgical Trocar, Jarum Trokar, Trocar and Cannula, Alat Tusuk Bedah, Trocar Needle, Abdominal Trocar
1.3.2.07.01.04.182 | Turner-Warwick Gallstone Forceps | Forsep Batu Empedu Turner-Warwick, Tang Batu Empedu Turner-Warwick, Turner-Warwick Cholelithotomy Forceps, Penjepit Batu Empedu
1.3.2.07.01.04.183 | Urological Surgery Set | Set Bedah Urologi, Urology Surgical Set, Set Instrumen Urologi, Urological Instrument Kit, Set Operasi Saluran Kemih, Urologic Surgery Instruments
1.3.2.07.01.04.184 | Vaginal Hysterectomy | Histerektomi Vaginal, Vaginal Hysterectomy Set, Set Pengangkatan Rahim Vagina, Vaginal Uterus Removal Surgery, Set Bedah Histerektomi Vaginal, Transvaginal Hysterectomy
1.3.2.07.01.04.185 | Venesection Set | Set Venaseksi, Venesection Set, Vena Section Kit, Set Sayat Vena, Venous Cutdown Set, Set Pembukaan Vena, Cut Down Set
1.3.2.07.01.04.186 | Verband Set | Set Ganti Balutan, Dressing Set, Wound Care Set, Set Perawatan Luka, Set Verban, Wound Dressing Kit
1.3.2.07.01.04.187 | Vesual Caesar
1.3.2.07.01.04.188 | Wound Hak | Wound Hook, Hak Luka, Retractor Luka, Wound Retractor, Pengait Luka, Surgical Wound Hook, Skin Hook Wound
1.3.2.07.01.04.189 | Zeiss | Zeiss (Merek), Zeiss Microscope, Zeiss Operating Microscope, Mikroskop Zeiss, Zeiss Surgical Equipment
1.3.2.07.01.05 | ALAT KESEHATAN KEBIDANAN DAN PENYAKIT KANDUNGAN
1.3.2.07.01.05.001 | Normal Delivery Set | set persalinan normal, partus set, set partus normal, set bersalin, kit persalinan, delivery kit, set pertolongan persalinan
1.3.2.07.01.05.002 | Hysterectomy Set | set histerektomi, set operasi pengangkatan rahim, set bedah uterus, instrumen histerektomi
1.3.2.07.01.05.003 | Caesarean Section Set | set seksio sesarea, SC set, set operasi caesar, sectio caesarea set, set bedah sesar, cesarean set
1.3.2.07.01.05.004 | Pathological Delivery Set | set persalinan patologis, set persalinan abnormal, set persalinan dengan penyulit, set partus patologis
1.3.2.07.01.05.005 | Embryotomy Set | set embriotomi, instrumen embriotomi, alat persalinan destruktif (destructive delivery set)
1.3.2.07.01.05.006 | Vaginal Sterilization | set sterilisasi vaginal, sterilisasi per vaginam, kontrasepsi mantap wanita
1.3.2.07.01.05.007 | Perinatologi Set | set perinatologi, set perawatan bayi baru lahir, neonatal care set, set neonatus
1.3.2.07.01.05.008 | Curettage and Dilatation Set | set kuretase, set kuret, D&C set, set dilatasi dan kuretase, alat kuret rahim
1.3.2.07.01.05.009 | Vaginal Repair Set | set reparasi vagina, set penjahitan vagina, set hecting vagina/perineum, kolporafi set (colporrhaphy set)
1.3.2.07.01.05.010 | Basic Obstetric Set | set obstetri dasar, set kebidanan dasar, basic partus set, set dasar persalinan
1.3.2.07.01.05.011 | Gynecological Examining Table | meja periksa ginekologi, meja pemeriksaan kandungan, meja obgyn, kursi ginekologi, gyn examination couch
1.3.2.07.01.05.012 | Operating Table for Gynecology | meja operasi ginekologi, meja bedah kandungan, meja operasi obgyn, gynecology operating table
1.3.2.07.01.05.013 | Trubes Stethoscop
1.3.2.07.01.05.014 | Irrigator Stand Single | tiang irigator tunggal, statif irigator, standar irigator single, penyangga irigator
1.3.2.07.01.05.015 | Irrigator Bottle Complete with Irrigating Tube | botol irigator lengkap dengan selang irigasi, tabung irigasi, botol irigasi komplit, irrigation bottle with tube
1.3.2.07.01.05.016 | Bladder Syringe Complete | spuit kandung kemih, spuit buli-buli, semprit irigasi kandung kencing, bladder irrigation syringe
1.3.2.07.01.05.017 | Nelaton Catheter Urethral Rubber Catheter 12-14-16-18 FR | kateter nelaton, kateter uretra karet, kateter urin lurus (straight catheter), kateter intermiten, rubber urethral catheter
1.3.2.07.01.05.018 | Metal Catheter For Female No.8.9.10.11 Depan Bengkok | Kateter Logam Wanita, Female Metal Catheter, Kateter Metal Bengkok/Curved Tip
1.3.2.07.01.05.019 | Umbilical Clamp | klem tali pusat, penjepit tali pusat, umbilical cord clamp, klem umbilikal, jepitan pusar bayi
1.3.2.07.01.05.020 | Umbilical Scissors 16 Cm Stainless Steel | gunting tali pusat, gunting umbilikal, umbilical cord scissors, gunting pusar bayi baja nirkarat
1.3.2.07.01.05.021 | Umbilical Cord Religating Set Instruments | set ikat tali pusat, umbilical cord set, instrumen tali pusat, peralatan pengikat tali pusat
1.3.2.07.01.05.022 | Placenta Basin Stainless Steel | wadah plasenta, tempat ari-ari, placenta tray, piring plasenta stainless
1.3.2.07.01.05.023 | Baby Bath Tub | bak mandi bayi, ember mandi bayi, neonatal bath tub
1.3.2.07.01.05.024 | Scale For Newborn Baby Capacity 15 Kgs | timbangan bayi, baby scale, timbangan neonatal 15kg
1.3.2.07.01.05.025 | Indwelling Catheter Infant Feeding | selang makan bayi, OGT (Oro Gastric Tube), NGT bayi, feeding tube infant
1.3.2.07.01.05.026 | Premature Infants Incubator | inkubator bayi, inkubator prematur, baby incubator
1.3.2.07.01.05.027 | Oxygen Regulator | regulator oksigen, pengatur tekanan oksigen, O2 regulator
1.3.2.07.01.05.028 | Oxygen Resuscitator For Infants | resusitator bayi, infant resuscitator, ambu bag bayi, alat bantu napas bayi
1.3.2.07.01.05.029 | Midwifery Outfit Bag | tas bidan, bidan kit, tas peralatan kebidanan, midwifery kit bag
1.3.2.07.01.05.030 | Intravenous Giving Set | infus set, IV set, selang infus, alat pemberian cairan intravena
1.3.2.07.01.05.031 | Cusco Vaginal Speculum Size L.S.M | spekulum cusco, cocor bebek, vaginal speculum cusco
1.3.2.07.01.05.032 | Graves Vaginal Speculum Size L.S.M | spekulum graves, cocor bebek besar, graves speculum
1.3.2.07.01.05.033 | Kristeller Vaginal Speculum | spekulum kristeller, vaginal retractor kristeller
1.3.2.07.01.05.034 | Sims Vaginal Retractor Size L.S.M | spekulum sims, retractor vagina sims
1.3.2.07.01.05.035 | Braun Uterine Syringe | spuit uterus braun, semprit rahim
1.3.2.07.01.05.036 | Dilator For Eclampsia Set Of 8 Pcs | hegar dilator, busi rahim, cervical dilator set
1.3.2.07.01.05.037 | Uterine Catheter Dilating & Irrigating Steel | kateter uterus logam, kateter irigasi rahim, uterine dilating catheter
1.3.2.07.01.05.038 | Simon Uterine Scoop 24 Cm Stainless Steel | sendok kuret, uterine scoop, alat pengerok rahim simon
1.3.2.07.01.05.039 | Bozemann Tampon Forceps 25 Cm Stainless Steel | klem tampon, dressing forceps, bozemann forceps, tang tampon
1.3.2.07.01.05.040 | Schroeder Vulsellum Forceps 13 Cm Stainless | tenakulum, vulsellum forceps, klem porsio, penjepit rahim
1.3.2.07.01.05.041 | Schroeder Vulsellum Forceps | tenakulum, tang porsio, vulsellum forceps, penjepit rahim, klem schroeder
1.3.2.07.01.05.042 | Placenta Forceps 28 Cm Stainless Steel | klem plasenta, tang plasenta, penjepit jaringan plasenta, tang pengeluaran ari-ari, winter placenta forceps
1.3.2.07.01.05.043 | Sim Utarine Currete Blunt Sharp No.1 No.425 Cm SS | kuret rahim, sendok kuret sims, kuret tajam tumpul, pengerok dinding rahim, sims curette
1.3.2.07.01.05.044 | Uterine Scoop With Burts 24Cm SS | sendok kuret rahim, pengerok rahim, alat kuretase, uterine curette scoop
1.3.2.07.01.05.045 | Uterine Biopsy Punch 24Cm Stainless Steel | tang biopsi rahim, alat biopsi serviks, cervical biopsy punch, tang pengambil jaringan serviks
1.3.2.07.01.05.046 | Thoms-Gaylor Specimen 22 Cm Stainless Steel | tang biopsi thoms-gaylor, alat pengambil spesimen rahim, cervical biopsy forceps
1.3.2.07.01.05.047 | Siebold Uterine Scissors 24,5 Cm Stainless Steel | gunting rahim, gunting uterus siebold, gunting ginekologi, uterine scissors, gunting bedah kandungan
1.3.2.07.01.05.048 | Naegele Obstetrical Forceps 35,5 Cm Stainless Steel | cunam naegele, tang persalinan naegele, forceps kebidanan, alat bantu lahir cunam
1.3.2.07.01.05.049 | Kielland Obstetrical Forceps 38 Cm Stainless Steel | cunam kielland, tang persalinan kielland, forceps kebidanan rotasi, alat bantu melahirkan cunam
1.3.2.07.01.05.050 | Piper Obstetrical Forceps 44 Cm Stainless Steel | cunam piper, tang persalinan sungsang, forceps bokong piper, alat bantu lahir presentasi bokong
1.3.2.07.01.05.051 | Naegele Perforator 27 Cm Stainless Steel | pemecah kepala janin, alat embriotomi perforator, pembolong tengkorak janin, obstetrical perforator
1.3.2.07.01.05.052 | Vacuum Extractor (Alat Kesehatan Kebidanan Dan Penyakit Kandungan) | ekstraktor vakum, alat sedot bayi, vakum persalinan, ventouse, kiwi cup vacuum, alat bantu lahir vakum
1.3.2.07.01.05.053 | Foetal Monitoring | monitor janin, ctg, pemantau detak jantung janin, djj monitor, fetal doppler, fetal monitor
1.3.2.07.01.05.054 | Kymography Hydro / CO2 | alat tiup kandungan, rubin test apparatus, tubal insufflator, alat uji patensi tuba, kimografi, hidrotubasi
1.3.2.07.01.05.055 | Cardiotocography | ctg, rekam jantung janin, kardiotokografi, monitor detak jantung ibu dan janin, fetal monitor
1.3.2.07.01.05.056 | Electrocardiography ( (Alat Kes. Kebidanan & Penyakit Kandungan) | ekg, ecg, elektrokardiogram, rekam jantung, monitor rekam jantung ibu
1.3.2.07.01.05.057 | Neonatal Resuscitation | resusitasi bayi baru lahir, alat bantu napas neonatus, set resusitasi infant, ambu bag infant, infant resuscitator
1.3.2.07.01.05.058 | Baby Incubator (Alat Kesehatan Kebidanan Dan Penyakit Kandungan) | inkubator bayi, infant incubator, tempat perawatan bayi prematur, inkubator neonatus, boks pemanas bayi
1.3.2.07.01.05.059 | Abortus Tang | tang abortus, klem abortus, abortion forceps, ovum forceps, cunam abortus, tang kuretase jaringan
1.3.2.07.01.05.060 | Adult Volume Ventilator | ventilator dewasa, mesin alat bantu napas, mesin pernapasan buatan, mechanical ventilator dewasa, respirator medis
1.3.2.07.01.05.061 | Alat Partus Set | set persalinan, partus set, alat bersalin, delivery set, set pertolongan persalinan
1.3.2.07.01.05.062 | Alligator | tang aligator, forceps aligator, alligator forceps, penjepit benda asing
1.3.2.07.01.05.063 | Angkat Agraf Set | set angkat jahitan, pengangkat klip, staple remover set, set buka jahitan, agraf remover
1.3.2.07.01.05.064 | Automatic Blood Chemistry Analyzer (Hitachi) | penganalisa kimia darah, alat kimia darah otomatis, blood chemistry analyzer,
1.3.2.07.01.05.065 | Basto Vaginal Instrument Set | set instrumen vagina, alat ginekologi, vaginal set, instrumen bedah kandungan
1.3.2.07.01.05.066 | Bois Pump
1.3.2.07.01.05.067 | Bone Cutting Forcep Roger | tang pemotong tulang, bone cutter, forceps potong tulang, tang tulang
1.3.2.07.01.05.068 | Bone Holding Forceps Regular | pemegang tulang, klem penahan tulang, bone holding forceps, tang pegang tulang
1.3.2.07.01.05.069 | Bongil Cosophagles/Sewart
1.3.2.07.01.05.070 | Bone Curette | kuret tulang, sendok kuret, bone curette, pengerok tulang
1.3.2.07.01.05.071 | Bone Retractor | retraktor tulang, pengait tulang, bone retractor, alat penahan jaringan
1.3.2.07.01.05.072 | Breast Pump | pompa asi, pompa payudara, breast pump, alat perah asi
1.3.2.07.01.05.073 | Buslo Nasinal Instrument
1.3.2.07.01.05.074 | Colporrhaphy Set | set kolporafi, set jahit dinding vagina, colporrhaphy set, set reparasi vagina
1.3.2.07.01.05.075 | Cannula Vacuum Curette | kanula vakum, kuret hisap, suction curette, kanula aspirasi vakum (AVM), selang kuret vakum
1.3.2.07.01.05.076 | Cardiotocography Unit | unit ctg, kardiotokografi, monitor jantung janin, fetal monitor, alat rekam djj dan kontraksi
1.3.2.07.01.05.077 | Colposcope (Alat Kesehatan Kebidanan Dan Penyakit Kandungan) | kolposkop, teropong serviks, alat pemeriksa mulut rahim, colposcope
1.3.2.07.01.05.078 | Combined Vacuum Extractor & Curettage | vakum ekstraksi dan kuret, alat kombinasi vakum kuret, suction curettage unit
1.3.2.07.01.05.079 | Cryosurgery | krioterapi, bedah beku, cryotherapy, terapi beku serviks, alat bedah dingin
1.3.2.07.01.05.080 | Cup Vacuum Extraction | mangkuk vakum, cup ekstraktor, kop vakum persalinan, vacuum cup, ventouse cup
1.3.2.07.01.05.081 | Doppler (Fetal Heart Sound Detector) | doppler janin, detektor denyut jantung janin, fetal doppler, handheld doppler, doppler djj, sonicaid
1.3.2.07.01.05.082 | Dekapitasi Hook | decapitation hook, kait dekapitasi, instrumen embriotomi, hook dekapitasi janin
1.3.2.07.01.05.083 | Flash Monted Box 54 Demision
1.3.2.07.01.05.084 | Fetal Phone | stetoskop janin, fetal phone, stetoskop kebidanan, monoaural stethoscope, pinard horn
1.3.2.07.01.05.085 | Forcep Fulture
1.3.2.07.01.05.086 | Forceps Naegele/Kielland/Piper | tang obstetri, obstetrical forceps, tang persalinan, naegele forceps, kielland forceps, piper forceps
1.3.2.07.01.05.087 | Granid Clas
1.3.2.07.01.05.088 | Gynecology Examination Set | set pemeriksaan ginekologi, set periksa kandungan, set obgyn, gynecological exam set, instrumen periksa ginekologi
1.3.2.07.01.05.089 | HPP Set | pph set, set perdarahan pasca persalinan, set atonia uteri, post-partum hemorrhage set, set penanganan HPP, set HPP, set perdarahan pasca persalinan, set penanganan perdarahan postpartum, postpartum hemorrhage kit, set atasi perdarahan nifas
1.3.2.07.01.05.090 | Hysteroscope | histeroskop, teropong rahim, uterine endoscope, kamera rahim, histeroskopi
1.3.2.07.01.05.091 | Instrument Boiler | perebus instrumen, sterilisator rebus, boiler alat, instrument sterilizer, alat rebus instrumen bedah
1.3.2.07.01.05.092 | Instrument Trolley, Stainless Steel | troli instrumen, meja dorong alat, mayo trolley, instrument cart, trolley stainless
1.3.2.07.01.05.093 | Kogel Tang | bullet forceps, ball forceps, kogel forceps, tang peluru, tang bola obstetri
1.3.2.07.01.05.094 | Kymographic Tubal Insufflation | rubin test, insuflasi tuba, tubal insufflation, kymografi tuba, tes patensi tuba
1.3.2.07.01.05.095 | Lampu Ginekologi | lampu ginekologi, gynecology lamp, lampu periksa kandungan, examination lamp obgyn, lampu pemeriksaan vagina
1.3.2.07.01.05.096 | Lead Sit With Recable Electric Mell
1.3.2.07.01.05.097 | Long Tissue Forceps | forceps jaringan panjang, pinset jaringan panjang, tissue forceps long, tang jaringan panjang
1.3.2.07.01.05.098 | Mayor Vaginal
1.3.2.07.01.05.099 | Minilaparotomy Instrument Set | set minilaparotomi, set mini lap, set tubektomi minilaparotomi, mini laparotomy set, instrumen bedah mini
1.3.2.07.01.05.100 | Midwifery Outfit Bag | tas bidan, midwifery bag, bidan kit, tas peralatan kebidanan, delivery bag, obstetric bag
1.3.2.07.01.05.101 | More Lip Protesis
1.3.2.07.01.05.102 | Vaginal Hysterectomy | histerektomi pervaginam, vaginal hysterectomy, pengangkatan rahim lewat vagina, histerektomi vaginal
1.3.2.07.01.05.103 | Obstetric Diagnostic Kit | kit diagnostik obstetri, alat diagnosis kebidanan, obstetric examination kit, set pemeriksaan obstetri
1.3.2.07.01.05.104 | Oxygen Therapy Set | set terapi oksigen, peralatan oksigenasi, oxygen delivery set, set pemberian o2, terapi oksigen
1.3.2.07.01.05.105 | Partus Instrument Set | set instrumen persalinan, alat partus, delivery instrument set, set pertolongan persalinan, obstetric instrument set
1.3.2.07.01.05.106 | Pemecah Ketuban | amniotomy hook, amnihook, pemecah selaput ketuban, amniotic membrane perforator, alat amniotomi
1.3.2.07.01.05.107 | Pengait Braun | braun hook, pengait braun, uterine hook braun, tenaculum hook, kait uterus
1.3.2.07.01.05.108 | Pengukur Panggul | pelvimeter, alat ukur panggul, pelvis measurement tool, pelvic caliper, jangka panggul
1.3.2.07.01.05.109 | Resusitator Untuk Baby Ambu | resusitator bayi, ambu bag bayi, bag valve mask neonatal, baby resuscitator, balon resusitasi bayi
1.3.2.07.01.05.110 | Retractor (Sims Vaginal Retractor) | retractor sims, sims speculum, pengait vagina sims, vaginal retractor, simon retractor
1.3.2.07.01.05.111 | Sendok Curette | sendok kuret, curette, uterine curette, sendok kerok, kuret rahim
1.3.2.07.01.05.112 | Sonde Lurus | uterine sound, probe lurus, sonde uterus lurus, straight uterine probe, alat sondase lurus
1.3.2.07.01.05.113 | Sonde Uterus (Alat Kesehatan Kebidanan Dan Penyakit Kandungan) | uterine sound, uterine probe, alat sondase rahim, pengukur kedalaman kavum uteri, penduga rahim
1.3.2.07.01.05.114 | Stainless Steel Ware Set | set instrumen stainless, peralatan stainless steel, stainless instrument set, alat bedah stainless
1.3.2.07.01.05.115 | Stretur Wira
1.3.2.07.01.05.116 | Suture Episiotomy Set | set jahit episiotomi, episiotomy repair set, set reparasi episiotomi, peralatan jahit perineum
1.3.2.07.01.05.117 | Tampon Tang | tampon forceps, tang tampon, sponge forceps, dressing forceps, bozemann forceps
1.3.2.07.01.05.118 | Toraxis Catheter
1.3.2.07.01.05.119 | USG For Obgyn | usg obstetri ginekologi, ultrasonografi kandungan, ultrasound obgyn, usg kebidanan, sonografi obstetri
1.3.2.07.01.05.120 | Uterine Clamp | klem uterus, penjepit rahim, uterine clamp, klem fundus, artery clamp uterus
1.3.2.07.01.05.121 | Uterine Dressing Forceps 23 Cm Stainless Steel | uterine dressing forceps, tang tampon uterus, klem dressing rahim, sponge forceps, pinset kasa ginekologi, bozemann forceps, penjepit tampon
1.3.2.07.01.05.122 | Vasikal Vaginal Petrolarepair Set
1.3.2.07.01.05.123 | Vesical Vaginal Fistula Repair Set | vesicovaginal fistula repair set, vvf repair set, set operasi fistula vesikovaginal, reparasi fistula vagina-kandung kemih, set bedah fistula
1.3.2.07.01.05.124 | Alat Periksa Kehamilan | tespek, test pack, pregnancy test kit, alat uji kehamilan, hcg test, antenatal care kit, set pemeriksaan kehamilan
1.3.2.07.01.05.125 | Scherm
1.3.2.07.01.05.126 | Toples | jar medis, medical jar, toples kasa, dressing jar, toples kapas, wadah instrumen/kasa medis
1.3.2.07.01.05.127 | Pinset Chirurgis | pinset bedah, surgical forceps, tissue forceps, pinset bergigi, pinset sirurgis, toothed forceps, penjepit jaringan bedah
1.3.2.07.01.05.128 | Naaldvoerder | needle holder, pemegang jarum jahit, klem jarum bedah, nald vooder, needle forceps, alat jahit luka, pemegang jarum operasi
1.3.2.07.01.05.129 | Klem (Alat Kesehatan Kebidanan Dan Penyakit Kandungan) | clamp, artery forceps, pean, hemostat, tang penjepit, klem medis, penjepit jaringan, hemostatic forceps
1.3.2.07.01.05.130 | Cardio Aid | defibrillator, aed, automated external defibrillator, alat kejut jantung, resusitasi jantung, cardioverter
1.3.2.07.01.05.131 | Tabung Periksa Urine | tabung urine, urine test tube, tabung reaksi urine, wadah sampel urine, pot urine, tabung urinalisis
1.3.2.07.01.05.132 | Kocher Tang / Kocher Forceps | kocher forceps, klem kocher, tang kocher, hemostatic forceps kocher, klem bergigi kasar, kocher clamp
1.3.2.07.01.05.133 | Ekg Manual | manual ecg, elektrokardiogram manual, electrocardiograph, mesin rekam jantung manual, alat rekam ekg manual
1.3.2.07.01.06 | ALAT KEDOKTERAN THT
1.3.2.07.01.06.001 | Ear Diagnosis Set | Set Diagnostik Telinga, Kit Pemeriksaan Telinga, Ear Exam Set, Otology Diagnostic Set, Set Pemeriksaan Aurikel
1.3.2.07.01.06.002 | Nose Diagnosis Set | Set Diagnostik Hidung, Kit Pemeriksaan Hidung, Nasal Diagnostic Set, Rhinology Diagnostic Set, Set Pemeriksaan Nasal
1.3.2.07.01.06.003 | Throat Diagnosis Set | Set Diagnostik Tenggorokan, Kit Pemeriksaan Tenggorokan, Throat Exam Set, Set Pemeriksaan Faring, Pharyngeal Diagnostic Set
1.3.2.07.01.06.004 | Mastoidectomy Set | Set Mastoidektomi, Set Bedah Mastoid, Mastoid Surgery Set, Kit Operasi Mastoid
1.3.2.07.01.06.005 | Tonsillectomy Set | Set Tonsilektomi, Tonsil Surgery Set, Set Operasi Amandel, Set Bedah Tonsil, Tonsil Removal Set
1.3.2.07.01.06.006 | Audiometer (Alat Kedokteran Tht) | Alat Uji Pendengaran, Hearing Test Device, Pure Tone Audiometer, PTA, Alat Audiometri, Alat Pengukur Ambang Dengar
1.3.2.07.01.06.007 | Portable Diagnostic (Alat Kedokteran THT) | Diagnostik Portabel THT, Portable ENT Diagnostic, Handheld ENT Diagnostic, Alat Diagnostik THT Genggam
1.3.2.07.01.06.008 | Sound Proof Box (Alat Kedokteran Tht) | Bilik Kedap Suara, Ruang Peredam Suara, Sound Proof Booth, Audiometric Booth, Booth Audiometri, Bilik Audiometri
1.3.2.07.01.06.009 | Diagnostic Lamp (Alat Kedokteran Tht) | Lampu Diagnostik THT, ENT Diagnostic Light, Lampu Periksa THT, Head Light, Examination Lamp, Lampu Pemeriksaan
1.3.2.07.01.06.010 | Otoscope | Otoskop, Auriscope, Alat Periksa Telinga, Ear Scope, Ear Examiner
1.3.2.07.01.06.011 | ENT Treatment | Perawatan THT, ENT Treatment Unit, Unit Terapi THT, Kursi Perawatan THT, ENT Therapy Unit, Unit Tindakan THT
1.3.2.07.01.06.012 | Sinuscope | Sinuskop, Sinus Endoscope, Endoskop Sinus, Sinus Scope, Alat Endoskopi Sinus
1.3.2.07.01.06.013 | Rhinoscope | Rinoskop, Nasal Endoscope, Endoskop Hidung, Nasal Scope, Alat Periksa Hidung
1.3.2.07.01.06.014 | Pharyngoscope | Faringoskop, Throat Scope, Pharynx Scope, Endoskop Faring, Alat Periksa Faring
1.3.2.07.01.06.015 | Laryngoscope | Laringoskop, Larynx Scope, Vocal Cord Scope, Endoskop Laring, Alat Periksa Laring
1.3.2.07.01.06.016 | Nasopharyngoscope | Nasofaring Endoskop, Nasofaringoskop, Flexible Nasopharyngoscope, Scope Nasofaring, Alat Periksa Nasofaring
1.3.2.07.01.06.017 | Respiration Apparatus | Alat Bantu Napas, Alat Respirasi, Respiratory Device, Breathing Apparatus, Alat Pernapasan
1.3.2.07.01.06.018 | Minor Electro Surgery | Bedah Elektro Minor, Minor Electrosurgical Unit, ESU Minor, Alat Bedah Listrik Minor, Kauter Minor, Electrocautery Minor
1.3.2.07.01.06.019 | Evoked Response Potential (Alat Kedokteran THT) | ERP, Auditory Evoked Potential, AEP, Auditory Brainstem Response, ABR, BERA (Brainstem Evoked Response Audiometry), Alat Potensial Bangkitan
1.3.2.07.01.06.020 | Adenoid Curettes | Kuret Adenoid, Adenoid Curette, Adenoid Scraper, Sendok Kuret Adenoid, Alat Kuretase Adenoid
1.3.2.07.01.06.021 | Farrel Applicator | Farrel applicator, Farrell applicator, Farrel cotton applicator, Farrell cotton applicator, Lathbury-Farrell applicator, ENT cotton applicator, ear cotton applicator, aplikator kapas THT, aplikator kapas telinga, aplikator telinga
1.3.2.07.01.06.022 | Antrum Sonden / Antrum Probe | antrum probe, antrum sonde, antrum sonden, sonde antrum, antrum ball probe, maxillary antrum probe, maxillary sinus probe, probe sinus maksila, maxillary ostium seeker
1.3.2.07.01.06.023 | Audiometer Unit | audiometer, audiometry unit, audiometric unit, hearing test unit, hearing test machine, alat audiometri, alat uji pendengaran, unit pemeriksaan pendengaran, alat pengukur ambang dengar,
1.3.2.07.01.06.024 | Othoscope Maching Haline | otoscope, otoskop, auriscope, auriskop, ear scope, diagnostic otoscope, alat periksa telinga, alat pemeriksa telinga, alat pemeriksa liang telinga
1.3.2.07.01.06.025 | Basic ENT Instrument Set | basic ENT instrument set, basic ENT set, ENT basic set, basic otorhinolaryngology set, ENT instrument kit, set instrumen dasar THT, set alat dasar THT, kit instrumen THT, set peralatan THT
1.3.2.07.01.06.026 | Beitel Cekung/Datar | beitel, pahat bedah, pahat tulang, surgical chisel, bone chisel, flat chisel, pahat datar, pahat tulang datar, concave chisel, hollow chisel, gouge, bone gouge, pahat cekung, mastoid chisel, mastoid gouge, osteotome
1.3.2.07.01.06.027 | Binocular Loupe | binocular loupe, binocular loupes, surgical loupe, surgical loupes, medical loupe, magnifying loupe, loupe binocular, lup binokular, kaca pembesar binokular, kacamata pembesar bedah, head-mounted magnifier
1.3.2.07.01.06.028 | Bone Curette | bone curette, bone curetage, bone curettage, kuret tulang, surgical bone curette, otologic curette, mastoid curette, kuret mastoid, Lempert curette, Lempert scoop, House curette
1.3.2.07.01.06.029 | Bronchoscope | bronchoscoop, bronchoscope, bronkoskop, bronchial endoscope, airway endoscope, endoskop bronkus, endoskop bronkial, endoskop saluran napas, alat bronkoskopi, scope bronkus
1.3.2.07.01.06.030 | Bougie Sinus | sinus bougie, bougie sinus, frontal sinus bougie, bougie sinus frontal, sinus dilator, frontal sinus dilator, dilator sinus, dilator sinus frontal, sinus probe-dilator, alat pelebar sinus
1.3.2.07.01.06.031 | Cold Light Sumuk
1.3.2.07.01.06.032 | Caldwell-Luc Set | Caldwell-Luc, Caldwell Luc, Caldwell-Luc set, Caldwell Luc set, Caldwell-Luc instrument set, Caldwell-Luc surgical set, set Caldwell-Luc, maxillary sinus surgery set, maxillary antrum surgery set, set operasi sinus maksila, antral surgery set
1.3.2.07.01.06.033 | Kanula Hidung | canule hidung, canula hidung, kanula hidung, kanula nasal, nasal cannula, nasal canula, nasal cannule, nose cannula, cannula for nose
1.3.2.07.01.06.034 | Carmie Falif Tang
1.3.2.07.01.06.035 | Canule Mulut | canule mulut, canula mulut, kanula mulut, kanula oral, oral cannula, oral canula, mouth cannula, cannula for mouth
1.3.2.07.01.06.036 | Nasal Suction Cannula | Kanul suction hidung, penyedot lendir hidung, nasal aspirator tip, alat hisap hidung
1.3.2.07.01.06.037 | Oral Suction Cannula | Kanul suction mulut, alat penyedot liur/cairan mulut, Yankauer suction tip
1.3.2.07.01.06.038 | Kanula Telinga | canule telinga, canula telinga, kanula telinga, ear cannula, aural cannula, otologic cannula, otological cannula, cannula for ear, kanula otologi
1.3.2.07.01.06.039 | Cup Forcep | Tang mangkuk, Blakesley forceps, tang biopsi THT, alat penjepit jaringan
1.3.2.07.01.06.040 | Cerumen Hook | Pengait serumen, cerumen remover, alat pembersih telinga, kuret kotoran telinga, ear hook
1.3.2.07.01.06.041 | Comunicidal Protex
1.3.2.07.01.06.042 | Corong Telinga | ear speculum, corong telinga, spekulum telinga, aural speculum, ear funnel, corong pemeriksa telinga
1.3.2.07.01.06.043 | Corpus alienum Haak | foreign body hook, corpus alienum hook, hook benda asing, kait benda asing, alat pengambil benda asing, FB hook
1.3.2.07.01.06.044 | Cerumen Haak | cerumen hook, kait serumen, pengait serumen, ear wax hook, earwax hook
1.3.2.07.01.06.045 | Dissector | dissector, disektor, surgical dissector, alat diseksi, alat pemisah jaringan, tissue dissector
1.3.2.07.01.06.046 | Desopegus Cape
1.3.2.07.01.06.047 | Dissecting Forceps Standard | dissecting forceps, forsep diseksi, standard dissecting forceps, tang diseksi, pinset diseksi, surgical dissecting forceps
1.3.2.07.01.06.048 | Diagnostic Audio Meter | diagnostic audiometer, audiometer diagnostik, hearing test device, alat uji pendengaran diagnostik
1.3.2.07.01.06.049 | E N G | ENG, electronystagmography, elektronistagmografi, alat uji vestibular, vestibular test device, nystagmography
1.3.2.07.01.06.050 | Ear Curettes | ear curette, kuret telinga, ear scoop, aural curette, alat kuretase telinga
1.3.2.07.01.06.051 | Ear Dressing Forceps | ear dressing forceps, forsep pembalut telinga, aural dressing forceps, tang pembalut telinga
1.3.2.07.01.06.052 | Ear Hook Jensen
1.3.2.07.01.06.053 | Ear Spoon | ear spoon, sendok telinga, aural spoon, ear scoop, alat sendok pembersih telinga
1.3.2.07.01.06.054 | Ear Syringe Kaca | ear syringe glass, glass ear syringe, syringe telinga kaca, alat suntik irigasi telinga kaca, aural syringe glass
1.3.2.07.01.06.055 | Echeel Cair (Englau) (PPM)
1.3.2.07.01.06.056 | Langenbeck Elevator | Langenbeck elevator, elevator Langenbeck, periosteal elevator Langenbeck, Langenbeck periosteal elevator, elevator periosteum
1.3.2.07.01.06.057 | Endaural Curettes | endaural curette, kuret endaural, kuret dalam telinga, endaural scoop
1.3.2.07.01.06.058 | Endoscopy Set | endoscope set, set endoskopi, endoscopic instrument set, kit endoskopi
1.3.2.07.01.06.059 | Entradmen Mint U 402/Yasju (PPM)
1.3.2.07.01.06.060 | Entreatmen Unit Pretty Model (Daichi)
1.3.2.07.01.06.061 | Esophageal Disposable Stethoscope | Stetoskop Esofagus, Esophageal Stethoscope, Alat Pantau Jantung Esofageal
1.3.2.07.01.06.062 | Calibrator | Kalibrator, Alat Kalibrasi, Calibrating Tool
1.3.2.07.01.06.063 | Haak Hidung / Hook Hidung | Nasal Hook, Pengait Hidung, Nasal Haak, Kait Hidung
1.3.2.07.01.06.064 | Hand Dail Foat With 6 Pers Bumr 220 Volt
1.3.2.07.01.06.065 | Head Lamp(Alat Kedokteran THT) | Lampu Kepala, Headlight, Surgical Headlamp, Lampu Tindakan THT
1.3.2.07.01.06.066 | Impedance Meter | Tympanometer, Alat Tes Impedansi Telinga, Middle Ear Analyzer, Alat Cek Gendang Telinga
1.3.2.07.01.06.067 | Irrigating Trocar | Trokar Irigasi, Sinus Trocar, Kanula Irigasi Sinus, Antral Trocar
1.3.2.07.01.06.068 | Kaca Larynx | Laryngeal Mirror, Cermin Laring, Kaca Tenggorokan, Cermin Tenggorok
1.3.2.07.01.06.069 | Kidney Tray Inox | Nierbeken, Bengkok, Wadah Ginjal, Stainless Steel Kidney Tray, Wadah Alat Stainless
1.3.2.07.01.06.070 | Kikir Tulang Nasal | Nasal Rasp, Bone Rasp, Kikir Hidung, Alat Penghalus Tulang Hidung
1.3.2.07.01.06.071 | Killian | Killian Nasal Speculum, Spekulum Hidung Killian, Killian Speculum
1.3.2.07.01.06.072 | Knife Handle | Scalpel Handle, Gagang Pisau Bedah, Scalpel Holder, Handle Pisau
1.3.2.07.01.06.073 | Laringos 4 Beadeomin Lookzeeter
1.3.2.07.01.06.074 | Laringos Spatale 5380 And 133/mm
1.3.2.07.01.06.075 | Mansifeder Defis
1.3.2.07.01.06.076 | Meadlight Halogen/Welak Allyn Usa (PPM)
1.3.2.07.01.06.077 | Micro Curette / Curettage | Kuret Mikro, Micro Ear Curette, Sendok Mikro
1.3.2.07.01.06.078 | Micro Laryngoscopy | Mikrolaringoskop, Set Bedah Laring Mikro, Micro Laryngoscope Set
1.3.2.07.01.06.079 | Micro Raspatorium | Raspatorium Mikro, Micro Periosteal Elevator, Alat Pengerok Tulang Mikro
1.3.2.07.01.06.080 | Modular Monitoring System | Sistem Monitor Modular, Patient Monitor Modular
1.3.2.07.01.06.081 | Mouth Gags / With Head | mouth gag, mouth gags, gag mulut, pembuka mulut, penahan mulut, oral gag, mouth opener
1.3.2.07.01.06.082 | Mouth Spreader (Devis) | mouth spreader, mouth gag, gag mulut, pembuka mulut, penahan mulut
1.3.2.07.01.06.083 | Muadiatias Cape Benatoal (Loka)
1.3.2.07.01.06.084 | Myringotomy Set | myringotomy set, set miringotomi, myringotomy instrument set, set insisi membran timpani, set pemasangan grommet, ventilation tube insertion set, tympanostomy set, ear drum incision set
1.3.2.07.01.06.085 | Nasal Canule Adsen | nasal canule, nasal cannula, kanula nasal, kanula hidung, nasal oxygen cannula, nasal prong, selang oksigen hidung, oxygen nasal cannula
1.3.2.07.01.06.086 | Nasal Polyp Snare | nasal polypus snare, nasal polyp snare, polyp snare, snare polip hidung, jerat polip hidung, wire snare nasal, Krause nasal snare, nasal polyp remover, loop polip hidung
1.3.2.07.01.06.087 | Simple Nasal Speculum | nasal specula, nasal speculum, simple nasal speculum, spekulum hidung sederhana, spekulum nasal, nose speculum, alat pembuka lubang hidung
1.3.2.07.01.06.088 | Nasal Speculum | nasal speculum, spekulum hidung, spekulum nasal, nose speculum, nasal dilator, Killian nasal speculum, Hartmann nasal speculum, Thudichum nasal speculum, alat pembuka hidung
1.3.2.07.01.06.089 | Nasopharynx Spiegel | nasopharynx spiegel, nasopharyngeal mirror, postnasal mirror, post-nasal mirror, cermin nasofaring, kaca nasofaring, kaca pemeriksa nasofaring, mirror nasofaring
1.3.2.07.01.06.090 | Nasopharyngoscope | nasopharyngoscope, nasofaringoskop, nasopharyngeal scope, flexible nasopharyngoscope, rigid nasopharyngoscope, endoskop nasofaring, scope nasofaring, alat endoskopi nasofaring
1.3.2.07.01.06.091 | Nasal Speculum | neus speculum, nose speculum, nasal speculum, spekulum hidung, spekulum nasal, alat pembuka hidung
1.3.2.07.01.06.092 | Oesophagoscope | oesophagoscope, esophagoscope, esofagoskop, oesophagoscopy, esophagoscopy, esofagoskopi, rigid/flexible esophagoscope, endoskop esofagus, scope esofagus
1.3.2.07.01.06.093 | Operating Theter light Antsrshi
1.3.2.07.01.06.094 | Otoscope Halogen Lamp | otoscope halogen lamp, halogen otoscope, otoskop halogen, diagnostic otoscope, otoskop diagnostik, auriscope halogen, lampu otoskop, alat periksa telinga halogen
1.3.2.07.01.06.095 | Pathology Equipment | pathology equipment, peralatan patologi, alat patologi, pathology instrument
1.3.2.07.01.06.096 | Periosteal Raspatorium / Periosteal Raspatory | periosteal raspatorium, periosteal raspatory, raspatorium periosteal, periosteal elevator, elevator periosteum, pengungkit periosteum, bone raspatory, raspatory bedah, Howarth raspatory, Cottle raspatory
1.3.2.07.01.06.097 | Pinset Hidung | pinset hidung, nasal forceps, nose forceps, nasal dressing forceps, forsep hidung, tang hidung, bayonet nasal forceps, pinset nasal, alat penjepit hidung
1.3.2.07.01.06.098 | Pinset Telinga | pinset telinga, ear forceps, aural forceps, otologic forceps, ear dressing forceps, forsep telinga, tang telinga, bayonet ear forceps, pinset otologi, alat penjepit telinga
1.3.2.07.01.06.099 | Polyplis
1.3.2.07.01.06.100 | Portable Microwave Therapy | portable microwave therapy, microwave therapy unit, alat terapi microwave portabel, terapi gelombang mikro, microwave diathermy, microwave therapeutic apparatus, alat diatermi microwave, portable microwave diathermy
1.3.2.07.01.06.101 | Raspatorium | raspatorium, periosteal raspatorium, bone rasp, bone file, raspatory, kikir tulang, alat kikir periosteum, periosteal elevator
1.3.2.07.01.06.102 | Respatorium Dipal Lurus/Lengkung
1.3.2.07.01.06.103 | Uvula Retractor | uvula retractor, retractor uvula, retraktor uvula, oral uvula retractor
1.3.2.07.01.06.104 | Rhinoplasty / Rhinoplasty Set | rhinoplasty set, rhinoplasty instrument set, set instrumen rinoplasti, set bedah plastik hidung, nasal plastic surgery set
1.3.2.07.01.06.105 | Rhinoscopy Mirror | rhinoscopy mirror, posterior rhinoscopy mirror, postnasal mirror, cermin rhinoskopi, cermin postnasal, mirror untuk posterior rhinoscopy
1.3.2.07.01.06.106 | Binaural Stethoscope | binaural stethoscope, stethoscope, stetoskop binaural, stetoskop dua earpiece, acoustic stethoscope
1.3.2.07.01.06.107 | Set Cannula Besar / Set Canula Besar | set cannula besar, set canule besar, set kanula besar, large cannula set, cannula set, set cannula ENT
1.3.2.07.01.06.108 | Septoplasty / Septoplasty Set | septoplasty set, septoplasty instrument set, set septoplasti, set bedah septum, nasal septum surgery set
1.3.2.07.01.06.109 | Septo/Septal Raspatorium | septal raspatory, septal raspatorium, septum raspatory, septum elevator, raspatorium septum
1.3.2.07.01.06.110 | Septum Forceps | septum forceps, septal forceps, forsep septum, septum grasping forceps, septum biopsy/grasping forceps
1.3.2.07.01.06.111 | Septum Raspatorium | septum raspatory, septum raspatorium, septal raspatory, septal elevator, raspatorium septum
1.3.2.07.01.06.112 | Septum Straightening Forceps | septum straightening forceps, nasal septum straightening forceps, septal straightening forceps, Asch septum straightening forceps, Walsham septum straightening forceps
1.3.2.07.01.06.113 | Single Famier Hapares Cape
1.3.2.07.01.06.114 | Sinuscopy Trocar | sinuscopy trocar, sinoscopy trocar, sinus trocar, trocar sinus, sinuscopy trocar and cannula
1.3.2.07.01.06.115 | Sluder-Ballenger | Sluder-Ballenger, Sluder-Ballenger tonsillectome, tonsil guillotine, tonsillotome, Sluder-Ballenger guillotine
1.3.2.07.01.06.116 | Speculum Retractor Nasal | nasal speculum, spekulum hidung, nasal retractor, retraktor hidung
1.3.2.07.01.06.117 | Killian Speculum | Killian speculum, Killian nasal speculum, spekulum Killian, spekulum hidung Killian, septum speculum Killian
1.3.2.07.01.06.118 | Speculum Telinga | ear speculum, aural speculum, otic speculum, spekulum telinga, corong telinga
1.3.2.07.01.06.119 | Spoon Telinga | ear spoon, aural spoon, ear scoop, cerumen spoon, ear curette, Jobson-Horne ear curette
1.3.2.07.01.06.120 | Stroboscopy Unit | stroboscopy unit, videostroboscopy unit, laryngeal stroboscopy unit, voice stroboscopy system, unit stroboskopi laring, videostroboscopy system
1.3.2.07.01.06.121 | Tang Bright
1.3.2.07.01.06.122 | Teaching Cape M 12 M
1.3.2.07.01.06.123 | Telescope (Alat Kedokteran Tht) | telescope ENT, teleskop THT, rigid endoscope, endoskop kaku, sinuscope, otoscope
1.3.2.07.01.06.124 | THT Examination Set For T1 Hindra Laringos Cape 847635
1.3.2.07.01.06.125 | Mangisco 445057 Sicope Biner 845901 (Walf)
1.3.2.07.01.06.126 | Tonsil Artery Forceps | tonsil artery forceps, hemostatic tonsil forceps, klem arteri tonsil, tang arteri tonsil, forsep arteri tonsil, Negus tonsil forceps
1.3.2.07.01.06.127 | Tonsil Dissecting Forceps / Scissors | tonsil dissecting, tonsil dissector, forsep diseksi tonsil, gunting diseksi tonsil, alat diseksi amandel
1.3.2.07.01.06.128 | Tonsil Dissector/Henke | Henke tonsil dissector, tonsil dissector Henke, disektor tonsil Henke, tonsil elevator, pendorong tonsil
1.3.2.07.01.06.129 | Tonsil Klem/Mess/Biasa | tonsil clamp, klem tonsil, klem amandel, tonsil mess, tonsil knife, pisau tonsil, scalpel tonsil
1.3.2.07.01.06.130 | Tonsil Knife | tonsil knife, pisau tonsil, pisau amandel, Abraham tonsil knife, Fisher tonsil knife, tonsil scalpel
1.3.2.07.01.06.131 | Tonsil Seizing Forceps | tonsil seizing forceps, tonsil holding forceps, tang pemegang tonsil, forsep pemegang tonsil, penjepit tonsil, White tonsil forceps, Denis Browne tonsil forceps
1.3.2.07.01.06.132 | Tonsil Snare / EVES | Jerat tonsil, tonsil snare, Penjerat amandel
1.3.2.07.01.06.133 | Tonsil Suction Tube | tonsil suction tube, kanula isap tonsil, selang isap tonsil, tonsil suction tip, Yankauer suction tube
1.3.2.07.01.06.134 | Tongue Depressor | tongue depressor, penekan lidah, spatel lidah, spatula lidah, tongue blade, tongue spatel
1.3.2.07.01.06.135 | Tracheal Cannula (Alat Kedokteran Tht) | tracheal cannula, kanula trakea, tracheostomy tube, tabung trakeostomi, selang trakeostomi, kanul trakea
1.3.2.07.01.06.136 | Trachea Retractor Bergigi (1,2,3,4,5,6) | toothed trachea retractor, retraktor trakea bergigi, pronged tracheal retractor, pengait trakea, Jackson tracheal retractor
1.3.2.07.01.06.137 | Luer Tracheal Tube | Luer tracheal tube, Luer tracheostomy tube, kanula trakea Luer, tabung trakea metal Luer
1.3.2.07.01.06.138 | Tracheotomy Set / Tracheostomy Set (Alat Kedokteran Tht) | tracheotomy set, tracheostomy set, set trakeotomi, set trakeostomi, instrument set for tracheostomy, kit bedah trakea
1.3.2.07.01.06.139 | Troeltsch / von Troeltsch | Troeltsch, von Troeltsch, Troeltsch ear forceps, pinset telinga Troeltsch, angular ear forceps, forsep telinga menyudut
1.3.2.07.01.06.140 | Trocar / Trokar (Alat Kedokteran Tht) | trocar, trokar, antral trocar, sinus trocar, trokar sinus
1.3.2.07.01.06.141 | Tuning Fork | tuning fork, garpu tala, garputala, penala, medical tuning fork, garpu tala pemeriksaan pendengaran, Rinne test fork (terkait), Weber test fork (terkait), hearing test fork
1.3.2.07.01.06.142 | Tuning Fork Set | tuning fork set, set garpu tala, set garputala, set penala, garpu tala set frekuensi, hearing tuning fork set, set garpu tala THT
1.3.2.07.01.06.143 | Tympanogram | tympanometer, timpanometer, tympanogram, timpanogram, tympanometry unit, alat timpanometri, middle ear analyzer, impedance audiometer, alat pemeriksa telinga tengah, alat cek gendang telinga
1.3.2.07.01.06.144 | Tympanum Perdrotors Saver
1.3.2.07.01.06.145 | Water Drages
1.3.2.07.01.06.146 | X-Ray Viewer | x-ray viewer, x-ray film viewer, film viewer, light box, lightbox rontgen, negatoscope, negatoskop, alat baca foto rontgen, kotak baca film rontgen, illuminator film x-ray, viewing box radiologi
1.3.2.07.01.07 | ALAT KEDOKTERAN MATA
1.3.2.07.01.07.001 | Eye Operation Set | set operasi mata, set bedah mata, ophthalmic surgery set, eye surgical set, eye surgery kit, set instrumen bedah oftalmik, ophthalmic operation instrument set, surgical eye instrument set
1.3.2.07.01.07.002 | Skiascopy Lamp
1.3.2.07.01.07.003 | Applanation Tonometer | tonometer aplanasi, tonometer applanasi, applanation tonometer, Goldmann tonometer, tonometer Goldmann, alat ukur tekanan bola mata, alat ukur tekanan intraokular (TIO), IOP tonometer applanasi
1.3.2.07.01.07.004 | Ophthalmometer | oftalmometer, keratometer, keratometer Javal-Schiotz, alat ukur kelengkungan kornea, corneal curvature meter, ophthalmometer Javal, kornea meter
1.3.2.07.01.07.005 | Three Mirror Contact Lenses
1.3.2.07.01.07.006 | Ophthalmoscope Supply 220 V And Transformer | oftalmoskop dengan catu daya 220V dan trafo, ophthalmoscope with 220V power supply and transformer, oftalmoskop set catu daya, alat pemeriksa fundus mata dengan transformator, direct ophthalmoscope 220V, fundoskop dengan power supply
1.3.2.07.01.07.007 | Double Convexoconcave Skiascope | skiaskop lensa ganda cembung-cekung, double convexoconcave skiascope, retinoskop lensa ganda convex-concave, skiaskop dobel konveks-konkaf, alat skiaskopi lensa ganda
1.3.2.07.01.07.008 | Keeler Retinoscope | retinoskop Keeler, skiaskop Keeler, Keeler retinoscope, Keeler skiascope, alat retinoskopi merek Keeler, retinoscope streak Keeler
1.3.2.07.01.07.009 | Lens Magnifier 15 DPTR | kaca pembesar lensa 15 dioptri, magnifier lensa 15 D, loupe 15 dioptri, lens magnifier 15 Dptr, pembesar lensa oftalmik 15 dioptri, 15-diopter magnifying lens
1.3.2.07.01.07.010 | Set Of Trial Lenses In Case With Trial Frame | set lensa uji coba dalam kotak dengan bingkai uji, trial lens set with trial frame, trial lens kit, set lensa percobaan refraksi, kotak lensa trial dengan frame uji, trial lens box, set lensa refraksi dengan frame
1.3.2.07.01.07.011 | Lensometer | lensometer, lensmeter, fokometer, focimeter, alat ukur kekuatan lensa kacamata, alat ukur dioptri lensa, lens power meter, vertometer
1.3.2.07.01.07.012 | Biomicroscope (Slit Lamp) | biomikroskop, slit lamp, lampu celah, mikroskop celah, slit-lamp biomicroscope, biomikroskop lampu celah, mikroskop oftalmik slit lamp
1.3.2.07.01.07.013 | Bailliart Dynamometer | dinamometer Bailliart, oftalmodinamometer Bailliart, Bailliart dynamometer, ophthalmodynamometer, alat ukur tekanan arteri retina, dinamometer mata
1.3.2.07.01.07.014 | Esthesiometer
1.3.2.07.01.07.015 | Campimeter And Lancaster Screen With 4 Striks | campimeter, kampimeter
1.3.2.07.01.07.016 | Holmes Stereoscope | stereoskop Holmes, Holmes stereoscope, alat uji penglihatan stereo Holmes, Holmes stereopsis instrument, stereoscope Holmes, alat uji binokular Holmes
1.3.2.07.01.07.017 | Amsler Chart | kartu Amsler, grid Amsler, Amsler grid, Amsler grid chart, chart uji makula, macular test chart, uji Amsler, tes kisi Amsler
1.3.2.07.01.07.018 | Ishihara Atlas | atlas Ishihara, buku Ishihara, kartu Ishihara, Ishihara color plates, Ishihara pseudoisochromatic plates, plate uji buta warna, atlas uji buta warna Ishihara, color blindness test book
1.3.2.07.01.07.019 | Stereo Test From Holmes | tes stereo Holmes, Holmes stereo test, uji penglihatan tiga dimensi Holmes, Holmes stereopsis test, stereoscopic vision test Holmes, uji stereopsis Holmes
1.3.2.07.01.07.020 | Berens Prism Set | set prisma Berens, Berens prism set, Berens prism bar, set prisma diagnostik Berens, prism bar kit Berens, set prisma oftalmik Berens
1.3.2.07.01.07.021 | Eye Occluder | eye occluder, ocular occluder, occluder, okluder mata, penutup mata pemeriksaan, penutup okular, alat penutup mata, eye cover, eye patch, penutup mata optometri
1.3.2.07.01.07.022 | Maddox Rod with Handle | Maddox rod with handle, Maddox rod, batang Maddox, lensa Maddox, red Maddox rod, handheld Maddox rod, Maddox stick, alat Maddox bertangkai, alat tes heteroforia Maddox
1.3.2.07.01.07.023 | Schuman Magnet Handtype
1.3.2.07.01.07.024 | Examination Table Adjustable Headrest | examination table adjustable headrest, meja pemeriksaan adjustable headrest, meja periksa dengan sandaran kepala, meja pemeriksaan mata, examination couch, treatment table, adjustable examination table, meja pasien dengan headrest, meja periksa kepala adjustable
1.3.2.07.01.07.025 | Cautery Light Transformer With Handle And 3 Cautery Needles | cautery light transformer, ophthalmic cautery set, cautery set, eye cautery, kauter mata, alat kauter mata, electrocautery ophthalmic, cautery handle, gagang kauter, cautery needle, jarum kauter, transformer kauter
1.3.2.07.01.07.026 | Two Step Stand | two step stand, two-step stand, two step stool, bangku dua tingkat, pijakan dua tingkat, step stool, foot step, pijakan pasien, tangga kecil pasien, bangku pijakan
1.3.2.07.01.07.027 | Maddox Cross | Maddox cross, Maddox crass, Maddox chart, Maddox scale, Maddox tangent scale, skala Maddox, salib Maddox, chart Maddox, alat tes deviasi mata Maddox
1.3.2.07.01.07.028 | Binocular Indirect Ophthalmoscope | oftalmoskop indirek binokuler, BIO, indirect ophthalmoscope, alat periksa retina/fundus tidak langsung, funduskopi indirek
1.3.2.07.01.07.029 | Gonioscope Complete in Case | gonioscope, gonioscopy lens, gonio lens, lensa gonioskopi, lensa gonio, goniolens, gonioprism, gonioskop, set gonioskop, gonioscope in case, gonioscope complete set
1.3.2.07.01.07.030 | Refractometer (Alat Kedokteran Mata) | refractometer, ophthalmic refractometer, autorefractometer, auto refractometer, autorefractor, auto refractor, refraktometer mata, alat ukur refraksi, alat refraksi mata, mesin refraksi, keratorefractometer, auto kerato-refractometer
1.3.2.07.01.07.031 | Retinoscope | retinoscope, retinoskop, streak retinoscope, spot retinoscope, skiascope, skiaskop, skiascopy instrument, alat retinoskopi, alat skiaskopi, alat pemeriksa refleks retina
1.3.2.07.01.07.032 | Ophthalmoscope | ophthalmoscope, opthalmoscope, oftalmoskop, direct ophthalmoscope, indirect ophthalmoscope, funduscope, funduskop, alat pemeriksa fundus, alat pemeriksa retina, alat lihat retina
1.3.2.07.01.07.033 | Slit Lamp (Alat Kedokteran Mata) | slit lamp, slitlamp, slit-lamp biomicroscope, biomicroscope, biomikroskop, biomikroskop mata, lampu celah, lampu slit, alat pemeriksaan segmen anterior, alat periksa kornea
1.3.2.07.01.07.034 | Lensa Meter | lensa meter, lensmeter, lens meter, lensometer, focimeter, vertometer, alat ukur lensa, alat ukur lensa kacamata, alat cek kacamata, alat ukur power lensa, automatic lensmeter, auto lensmeter
1.3.2.07.01.07.035 | Trial Lens & Frame Set | trial lens and frame set, trial lens & frame set, trial lens set, trial frame set, trial case, trial lens kit, set lensa coba, lensa trial, lensa coba, bingkai trial, bingkai coba, set refraksi manual
1.3.2.07.01.07.036 | Ophthalmic Laser (Alat Kedokteran Mata) | ophthalmic laser, opthalmic laser, laser mata, eye laser, ophthalmic laser system, sistem laser mata, laser oftalmik, laser ophthalmology, retinal laser, YAG laser mata, diode laser mata, argon laser mata
1.3.2.07.01.07.037 | Argon Photocoagulator / Argon Laser Photocoagulator (Alat Kedokteran Mata) | argon photocoagulator, argonphoto coagulator, argon laser photocoagulator, argon laser coagulator, laser fotokoagulasi argon, fotokoagulator argon, retinal argon laser, argon retinal laser, alat laser retina argon
1.3.2.07.01.07.038 | Ophthalmic Coagulator (Alat Kedokteran Mata) | ophthalmic coagulator, opthalmic coagulator, eye coagulator, koagulator mata, alat koagulasi mata, ophthalmic photocoagulator, photocoagulator, laser photocoagulator, retinal photocoagulator, alat fotokoagulasi mata
1.3.2.07.01.07.039 | Operating Microscope (Alat Kedokteran Mata) | operating microscope, surgical microscope, ophthalmic operating microscope, ophthalmic surgical microscope, microscope for eye surgery, mikroskop operasi, mikroskop operasi mata, mikroskop bedah mata, mikroskop bedah oftalmik, mikroskop mikrobedah
1.3.2.07.01.07.040 | Photo Fundus Unit (Alat Kedokteran Mata) | photo fundus unit, fundus photo unit, fundus camera, retinal camera, kamera fundus, kamera retina, fundus photography unit, alat foto fundus, alat fotografi fundus, ophthalmic camera, non-mydriatic fundus camera, mydriatic fundus camera
1.3.2.07.01.07.041 | Synoptophore (Alat Kedokteran Mata) | Sinoptofor, Major Amblyoscope, alat tes strabismus, alat latihan ortoptik, alat periksa binokular mata, orthoptic instrument
1.3.2.07.01.07.042 | Eye Magnet | Magnet mata, ophthalmic magnet, eye foreign body remover, magnet pengambil benda asing mata, magnet bedah mata
1.3.2.07.01.07.043 | Keratometer | Oftalmometer, ophthalmometer, alat ukur kelengkungan kornea, corneal curvature meter, alat ukur astigmatisme kornea
1.3.2.07.01.07.044 | Kampimeter | Campimeter, tangent screen, alat tes lapang pandang, visual field tester, perimetri manual, pemeriksaan skotoma
1.3.2.07.01.07.045 | Tonometer | Alat ukur tekanan bola mata, IOP meter, intraocular pressure tester, tonometer Schiotz, tonometer aplanasi, pengukur tekanan intraokular
1.3.2.07.01.07.046 | Tonograph | Tonograf, alat rekam tekanan bola mata, continuous IOP recorder, tonography unit
1.3.2.07.01.07.047 | Kaca Mata Frenzel | Frenzel goggles, Frenzel glasses, kacamata nistagmus, vestibular testing goggles, alat tes keseimbangan mata
1.3.2.07.01.07.048 | Alat Enoscope Persipan Lazer
1.3.2.07.01.07.049 | Alloca Camera Multioristhal Swaner With Digital Concane Venteven
1.3.2.07.01.07.050 | Allyn 69-695 Coloscope Fiber Optic
1.3.2.07.01.07.051 | Arhtimula Modul
1.3.2.07.01.07.052 | Aryttonia Control Diting System
1.3.2.07.01.07.053 | Binocular Loupe | Loupe mata, kaca pembesar operasi, surgical loupe, binokular lup, magnifier bedah
1.3.2.07.01.07.054 | Cataract Instrument Set | Set operasi katarak, instrumen bedah katarak, cataract surgical kit, alat operasi katarak set.
1.3.2.07.01.07.055 | Chalazion Instrument Set | Set operasi kalazion, instrumen bedah kalazion, chalazion kit, alat bedah benjolan kelopak mata
1.3.2.07.01.07.056 | Chart Projector | Proyektor chart mata, optotype projector, vision chart projector, alat proyektor tes tajam penglihatan
1.3.2.07.01.07.057 | Chinrest | Penopang dagu, dudukan dagu, chin rest support, sandaran dagu alat pemeriksaan
1.3.2.07.01.07.058 | Compact Refraction Unit | Refraction stand, unit refraksi, meja periksa mata set, workstation oftalmik, ophthalmic unit
1.3.2.07.01.07.059 | Curve Catarac Fraco
1.3.2.07.01.07.060 | Echoscan, Usg Mata | Ophthalmic ultrasound, B-Scan mata, A-Scan mata, ultrasonografi mata, alat scan bola mata
1.3.2.07.01.07.061 | Fiber Optic Molary Autroscope
1.3.2.07.01.07.062 | Fiber Optic Operating Otoscope | Fiber Optic Operating, fiber optic operating otoscope, operating otoscope, open-head operating otoscope, otoskop operasi, otoskop tindakan, otoskop fiber optik, otoskop kepala terbuka
1.3.2.07.01.07.063 | Fiber Optic Coaxial Ophthalmoscope | fibral optic coacial, fiber optic coaxial, fiber optic coaxial ophthalmoscope, coaxial ophthalmoscope, Welch Allyn coaxial ophthalmoscope, direct coaxial ophthalmoscope, direct ophthalmoscope, oftalmoskop koaksial, oftalmoskop langsung, fundoskop langsung, alat pemeriksa fundus langsung
1.3.2.07.01.07.064 | Finochietto Rib Retractor | finohito reb pataktor, Finochietto rib retractor, Finochietto rib spreader, Finochietto retractor, rib retractor, rib spreader, thoracic retractor, chest retractor, retraktor iga, pembuka iga, retraktor toraks, alat pembuka tulang iga
1.3.2.07.01.07.065 | Grate Meter Opter
1.3.2.07.01.07.066 | Handle Recor Cable Battery + Charge
1.3.2.07.01.07.067 | Head Loupe with Halogen Light | head loupe halogen, halogen head loupe, head loupe with halogen light, illuminated head loupe, head-mounted loupe, head-mounted magnifier, surgical head loupe, binocular head loupe, loupe kepala, lup kepala, kaca pembesar kepala, loupe bedah, kaca pembesar operasi, loupe dengan lampu halogen
1.3.2.07.01.07.068 | Heberat Indu Optimalmik Photo Cucglator Hazer 930
1.3.2.07.01.07.069 | Hertel Exophthalmometer | Hertel, Hertel exophthalmometer, exophthalmometer Hertel, exophthalmometer, eksoftalmometer Hertel, eksoftalmometer, alat ukur proptosis, alat ukur eksoftalmos, alat ukur penonjolan bola mata, proptosis meter, ocular protrusion meter, pengukur protrusi bola mata
1.3.2.07.01.07.070 | Iridectomy Instrument Set | iridectomy instrument set, iridectomy surgical set, iridectomy instrument kit, ophthalmic iridectomy set, iris surgery set, iris surgical instrument set, set iridektomi, set operasi iridektomi, set bedah iris, set instrumen iris, alat operasi iris
1.3.2.07.01.07.071 | Ishihara Blind Test Plate | Ishihara Blind Test Plate, Ishihara color blindness test plates, Ishihara color test plates, Ishihara plates, Ishihara test, Ishihara color vision test, Ishihara pseudoisochromatic plates, Ishihara atlas, kartu Ishihara, pelat tes buta warna, kartu tes buta warna, buku tes buta warna Ishihara
1.3.2.07.01.07.072 | Keratoplasty Instrument Set | keratoplasty instrument set, keratoplasty surgical set, keratoplasty instrument kit, corneal transplant instrument set, corneal graft instrument set, corneal surgery set, set keratoplasti, set operasi keratoplasti, set transplantasi kornea, set cangkok kornea, set instrumen bedah kornea
1.3.2.07.01.07.073 | Laser Diode Photocoagulator | laser diode photocoagulator, diode laser photocoagulator, diode photocoagulator, ophthalmic diode laser, retinal diode laser, laser photocoagulation system, laser dioda mata, laser dioda retina, fotokoagulator laser dioda, laser fotokoagulasi retina
1.3.2.07.01.07.074 | Ophthalmic YAG Laser System / Ophthalmic Nd:YAG Laser System | Laser Yag Opthamic System, ophthalmic YAG laser system, ophthalmic Nd:YAG laser, Nd:YAG ophthalmic laser system, YAG laser system, ophthalmic photodisruptor, YAG laser mata, laser YAG oftalmik, YAG capsulotomy laser, posterior capsulotomy laser, YAG iridotomy laser
1.3.2.07.01.07.075 | Medication Trolley | medication trolley, medicine trolley, medication cart, medicine cart, drug trolley, troli obat, trolley obat, kereta obat, troli medikasi, kereta medikasi
1.3.2.07.01.07.076 | Ocutome Basic System | Ocutome Basic System, Ocutome system, Ocutome II Basic System, Ocutome II, Ocutome vitrectomy system, vitreous aspiration and cutting system, vitreous cutter system, vitrectomy system, sistem vitrektomi, mesin vitrektomi, alat aspirasi vitreus, alat pemotong vitreus
1.3.2.07.01.07.077 | Direct Ophthalmoscope (Welch Allyn) | Direct Optalnoscope Allyn, direct ophthalmoscope, Welch Allyn direct ophthalmoscope, Allyn direct ophthalmoscope, direct funduscope, oftalmoskop langsung, oftalmoskop direk, fundoskop langsung, alat pemeriksa fundus langsung
1.3.2.07.01.07.078 | Indirect Ophthalmoscope (Welch Allyn) | In Direct Optamoscope Allyn, indirect ophthalmoscope, Welch Allyn indirect ophthalmoscope, binocular indirect ophthalmoscope, indirect funduscope, oftalmoskop indirek, oftalmoskop tidak langsung, oftalmoskop binokular indirek, alat pemeriksa retina tidak langsung
1.3.2.07.01.07.079 | Ophthalmic Microdiathermy | ophthalmic microdiathermy, ophthalmic micro-diathermy, ophthalmic diathermy system, ocular microdiathermy, bipolar ophthalmic diathermy, mikrodiatermi mata, diatermi oftalmik, sistem diatermi mata, koagulator elektrosurgi mata
1.3.2.07.01.07.080 | Ophthalmic Operating Set (Alat Kedokteran Mata) | ophthalmic operating set, ophthalmic surgical set, ophthalmic operation instrument set, ophthalmic surgery instrument set, eye operation set, eye surgical set, set operasi mata, set bedah mata, set instrumen operasi mata, set instrumen oftalmik, kit bedah mata
1.3.2.07.01.07.081 | Perimeter | perimeter, ophthalmic perimeter, visual field perimeter, visual field analyzer, visual field analyser, field analyzer, automated perimeter, manual perimeter, perimeter mata, alat perimetri, alat pemeriksa lapang pandang, mesin pemeriksaan lapang pandang, alat tes visual field
1.3.2.07.01.07.082 | Phacoemulsification | Phacoemulsi Fication, phacoemulsification, phacoemulsification unit, phacoemulsification system, phacofragmentation system, phaco unit, phaco machine, cataract extraction system, mesin fakoemulsifikasi, mesin phaco, unit fako, alat operasi katarak, sistem operasi katarak
1.3.2.07.01.07.083 | Pterygium Instrument Set | Pterium Instrument Set, pterygium instrument set, pterigium instrument set, pterygium surgical set, pterygium surgery kit, pterygium excision set, set operasi pterigium, set bedah pterigium, set eksisi pterigium, set instrumen pterigium, peralatan operasi selaput mata, alat operasi daging tumbuh mata
1.3.2.07.01.07.084 | Retinal Detachment Probe | retinal detachment probe, retina detachment probe, retinal surgical probe, retinal surgery probe, probe bedah retina, probe operasi retina, probe ablasio retina, probe operasi ablasio retina, alat probe retina
1.3.2.07.01.07.085 | Saver Roksib Hara
1.3.2.07.01.07.086 | Simotion Cardiac Autput Halogen Fibal Optic (USA)
1.3.2.07.01.07.087 | Snellen Chart | Snellen Chard, Snellen Chart, Snellen eye chart, visual acuity chart, distance visual acuity chart, vision chart, optotype chart, kartu Snellen, bagan Snellen, chart Snellen, kartu tes visus, papan tes mata, alat tes ketajaman penglihatan, kartu pemeriksaan tajam penglihatan
1.3.2.07.01.07.088 | Sonometri
1.3.2.07.01.07.089 | Straketion Cope
1.3.2.07.01.07.090 | Suche Optical Wregtrontone
1.3.2.07.01.07.091 | S.80 Cataract Knife | S.80 Catarac Knife, S.80 Cataract Knife, S80 cataract knife, cataract knife, ophthalmic cataract knife, cataract surgery knife, eye surgery knife, pisau katarak, pisau operasi katarak, pisau bedah katarak, pisau bedah mata, pisau oftalmik
1.3.2.07.01.07.092 | Trial Frastine Type 46
1.3.2.07.01.07.093 | Trial Heus
1.3.2.07.01.07.094 | Trial Heus Set Coranted Curen SPA
1.3.2.07.01.07.095 | Vitrectomy Unit | vitrectomy unit, vitrectomy system, vitrectomy machine, ophthalmic vitrectomy system, vitreoretinal surgical system, posterior segment surgical system, vitreous cutter system, vitreous aspiration and cutting system, mesin vitrektomi, unit vitrektomi, sistem vitrektomi, mesin bedah vitreoretina, alat potong vitreus, alat aspirasi dan pemotong vitreus. Klasifikasi perangkat juga mengenal istilah vitrectomy instrument cutter dan vitreous aspiration and cutting instrument
1.3.2.07.01.07.096 | Walter Monitoring Complete Resaring
1.3.2.07.01.08 | ALAT KEDOKTERAN BAGIAN PENYAKIT DALAM
1.3.2.07.01.08.001 | Bed Kardiologi | cardiologi bed, cardiology bed, bed kardiologi, cardiac bed, ranjang kardiologi, tempat tidur kardiologi, bed pasien kardiologi
1.3.2.07.01.08.002 | Cholera Set With Cup
1.3.2.07.01.08.003 | Giving Set (Alat Kedokteran Bagian Penyakit Dalam) | giving set, infusion set, iv set, iv infusion set, set infus, set cairan infus, selang infus, set intravena
1.3.2.07.01.08.004 | Solution Administration Set | solution administration set, administration set, iv administration set, solution set, set pemberian larutan, set administrasi cairan, set infus cairan
1.3.2.07.01.08.005 | Venasectie Set In Metal Case
1.3.2.07.01.08.006 | Oxygen Therapy | oxygen therapy, oxygen therapy set, alat terapi oksigen, set terapi oksigen, oxygen set, perangkat oksigen, perlengkapan oksigen
1.3.2.07.01.08.007 | Menghini Biopsy Needle | mehnigine biopay medle, menghini biopsy needle, menghini needle, jarum biopsi menghini, menghini biopsy, liver biopsy needle, jarum biopsi hati
1.3.2.07.01.08.008 | Sternal/Spinal Puncture Needle | needle puncture sternal spinal, sternal puncture needle, spinal puncture needle, spinal needle, jarum pungsi sternal, jarum pungsi spinal, lumbar puncture needle, jarum spinal
1.3.2.07.01.08.009 | Urometer | urometer, uro meter, alat ukur urin, urine meter, urinometer
1.3.2.07.01.08.010 | Mag Sonde Rubber
1.3.2.07.01.08.011 | Pengukur Blood Plasma With Droper Sulfat Methode
1.3.2.07.01.08.012 | Metal Catheter | metal catheter, kateter logam, kateter metal, metal urinary catheter, kateter uretra logam
1.3.2.07.01.08.013 | Rubber Urinary Catheter | catheter urine rubber, rubber urinary catheter, urinary rubber catheter, kateter urin karet, kateter urine karet, kateter karet, kateter uretra karet
1.3.2.07.01.08.014 | Ice Cup Import Rubber
1.3.2.07.01.08.015 | Pneumothorax Set Complete | pneumathorax set, pneumothorax set, set pneumotoraks, kit pneumotoraks, pneumothorax kit, set tindakan pneumotoraks
1.3.2.07.01.08.016 | Electrocardiograph (ECG) 1 Channel | electrocardiograph, ecg, ekg, ecg machine, ekg machine, mesin ecg, mesin ekg, elektrokardiograf, kardiograf, ecg 1 channel, ekg 1 channel
1.3.2.07.01.08.017 | Reflex Hammer Stainless Steel | reflek hammer, reflex hammer, palu refleks, hammer refleks, palu neurologi, tendon hammer
1.3.2.07.01.08.018 | Portable Instrument Sterilizer | sterelisator portable, sterilizer portable, sterilisator portable, portable instrument sterilizer, sterilisator instrumen, alat sterilisasi instrumen, instrument sterilizer
1.3.2.07.01.08.019 | Examination Couch (Alat Kedokteran Bagian Penyakit Dalam) | couch examination, examination couch, meja periksa, bed periksa, ranjang periksa, meja pemeriksaan, examination table
1.3.2.07.01.08.020 | Spirometer (Alat Kedokteran Bagian Penyakit Dalam) | spirometer, alat spirometri, mesin spirometri, spirometry device, alat ukur fungsi paru, alat ukur kapasitas paru
1.3.2.07.01.08.021 | Suction Thorax | suction thorax, thorax suction, chest suction, pleural suction, alat suction dada, alat suction toraks, suction toraks, thoracic drainage suction
1.3.2.07.01.08.022 | Stool Fixed Height | stool fixed height, medical stool, bangku periksa, kursi bangku dokter, stool pemeriksaan, bangku tinggi tetap, examination stool
1.3.2.07.01.08.023 | Bronchoscope (Alat Kedokteran Bagian Penyakit Dalam) | bronchoscope, bronkoskop, alat bronkoskopi, bronchoscopy device, scope bronkial
1.3.2.07.01.08.024 | Nebulizer | nebulizer, alat nebulizer, alat terapi uap, nebuliser, mesin nebulizer, alat inhalasi uap
1.3.2.07.01.08.025 | Ultrasonic Nebulizer | ultrasonic nebulizer, nebulizer ultrasonik, mesin nebulizer ultrasonik, alat nebulizer gelombang ultrasonik
1.3.2.07.01.08.026 | Pleural Biopsy | pleural biopsy, biopsi pleura, set biopsi pleura, alat biopsi pleura, pleural biopsy set/needle
1.3.2.07.01.08.027 | Transtorakal Jarum | transtorakal jarum, jarum transtorakal, transthoracic needle, jarum biopsi transtorakal, jarum tusuk transtoraka
1.3.2.07.01.08.028 | Biopsy Pleura | biopsy pieure, biopsy pleura, pleural biopsy, biopsi pleura, jarum biopsi pleura, alat biopsi pleura
1.3.2.07.01.08.029 | Endotracheal Tube | endotracheal tube, ett, pipa endotrakeal, tube endotrakeal, selang endotrakeal, tabung endotrakeal
1.3.2.07.01.08.030 | Ultrasonography (USG) Internal Medicine | ultrasonography, usg, alat usg, mesin usg, ultrasound machine, ultrasonografi, usg penyakit dalam, usg internal medicine
1.3.2.07.01.08.031 | Endoscope with Cold Light Source | endoscope cold light, alat endoskopi sumber cahaya dingin, endoskop dengan cold light
1.3.2.07.01.08.032 | Electro Nystagmograph | electronystagmograph, eng, alat elektronistagmografi, mesin eng
1.3.2.07.01.08.033 | Ventilator Internal Medicine | ventilator, ventilator penyakit dalam, mesin ventilator, alat bantu napas, ventilator internal medicine
1.3.2.07.01.08.034 | Amnioscope (Alat Kedokteran Bagian Penyakit Dalam) | amnioscope, amnioskop, alat amnioskopi
1.3.2.07.01.08.035 | Ultrasonic Pachymeter (Alat Kedokteran Bagian Penyakit Dalam) | ultrasonic pachymeter, pachymeter, alat pachymetry, alat ukur ketebalan ultrasonik
1.3.2.07.01.08.036 | Duodenofiberscope | duodenoscope, duodenofiberscope, fiberskop duodenum, endoskop duodenum
1.3.2.07.01.08.037 | CO2 & O2 Monitor | co2 o2 monitor, capnography monitor, oxygen co2 monitor, monitor gas darah, monitor kadar co2 o2, blood gas monitor
1.3.2.07.01.08.038 | Couch Examination Urology (Alat Kedokteran Bagian Penyakit Dalam) | couch examination urology, urology examination couch, meja periksa urologi, bed periksa urologi, examination table urology
1.3.2.07.01.08.039 | Stool Fixed Height | stool fixed height, bangku periksa, medical stool, examination stool
1.3.2.07.01.08.040 | Rectal Almometer (Alat Kedokteran Bagian Penyakit Dalam)
1.3.2.07.01.08.041 | Suction Unit For Endoscopy | suction unit endoscopy, endoscopy suction unit, alat suction endoskopi, suction endoskopi, unit suction endoskopi, aspirator endoskopi
1.3.2.07.01.08.042 | ESWL | eswl, extracorporeal shock wave lithotripsy, lithotripsy, alat eswl, mesin eswl, shock wave lithotripsy, litotripsi, alat pemecah batu ginjal
1.3.2.07.01.08.043 | Automatic Hack
1.3.2.07.01.08.044 | Automatic Kaweneter
1.3.2.07.01.08.045 | BedSide Monitor Complete | bed side monitor, bedside monitor, patient monitor, monitor bedside, monitor pasien, monitor pasien lengkap, bedside patient monitor
1.3.2.07.01.08.046 | Biopsy Pleura | biopsy pleure, biopsy pleura, pleural biopsy, biopsi pleura, alat biopsi pleura, jarum biopsi pleura
1.3.2.07.01.08.047 | Bonk Cenapagus
1.3.2.07.01.08.048 | Camtopraf One Chanel
1.3.2.07.01.08.049 | Canel Recorder Siarocus 400
1.3.2.07.01.08.050 | Capnograph Mark III | capnograph, capnograph mark iii, alat capnografi, capnografi, mesin capnograph, monitor co2 ekshalasi
1.3.2.07.01.08.051 | Centure/Sonic
1.3.2.07.01.08.052 | Chair For Treatment Unit 4417 Taiju | chair for treatment unit, kursi treatment unit, treatment chair taiju, kursi pemeriksaan taiju
1.3.2.07.01.08.053 | Clase Sungint Kit
1.3.2.07.01.08.054 | Cold Light Fountain | cold light fountain, cold light source, sumber cahaya dingin, light fountain, endoscopy light source
1.3.2.07.01.08.055 | Coaxial Headlight | coaxial headlight, headlight coaxial, lampu kepala coaxial, medical headlight
1.3.2.07.01.08.056 | Cold Light Supply Model CFV | cold light supply, cold light source model cfv, sumber cahaya dingin cfv
1.3.2.07.01.08.057 | Combibag | combibag, combi bag, resuscitation bag, bag resusitasi, bag valve mask, ambu bag
1.3.2.07.01.08.058 | Compagati 3L
1.3.2.07.01.08.059 | Complit Test Mark III
1.3.2.07.01.08.060 | Cumasis Aparatus Focaemodulys Unit
1.3.2.07.01.08.061 | Cut Aucona P02-Modul Asesories
1.3.2.07.01.08.062 | Cuting Micro Sparment
1.3.2.07.01.08.063 | Cystourethroscope | cystourethroscope, cysto urethroscope, sistouretroskop, alat endoskopi uretra kandung kemih
1.3.2.07.01.08.064 | Dale Dagion (Alat Kedokteran Bagian Penyakit Dalam)
1.3.2.07.01.08.065 | Defibrillator | defibrillator, alat defibrilasi, alat kejut jantung, mesin defibrilator, aed
1.3.2.07.01.08.066 | Defrision Test Mark III
1.3.2.07.01.08.067 | Depriksi Monitoring
1.3.2.07.01.08.068 | Disinfection Unit | disinfection unit, alat desinfeksi, unit desinfeksi
1.3.2.07.01.08.069 | Digital Oscamalir
1.3.2.07.01.08.070 | Duodeno Fiberscope Therapy | duodeno fiberscope therapy, duodenoscope therapy, fiberskop duodenum terapi
1.3.2.07.01.08.071 | Electronystagmograph | electronystagmograph, eng, alat elektronistagmografi
1.3.2.07.01.08.072 | Elektrik Sity Protektation Rach
1.3.2.07.01.08.073 | Endoscope Masker | endoscope masker, endoscope mask, masker endoskopi
1.3.2.07.01.08.074 | Endoscope P A Vidio Optima
1.3.2.07.01.08.075 | Endoscope Trolley | endoscope trolley, troli endoskopi, meja dorong endoskopi
1.3.2.07.01.08.076 | Endotracheal Set | endotracheal set, set intubasi, set endotrakeal, intubation set
1.3.2.07.01.08.077 | External Coneprometer
1.3.2.07.01.08.078 | External Pacemaker 146 | external pacemaker, alat pacu jantung eksternal, pacu jantung sementara
1.3.2.07.01.08.079 | Fluorescein Fundus Angiography | fluorescein fundus angiography, fundus angiography, angiografi fundus, alat angiografi fluoresein
1.3.2.07.01.08.080 | First Aid Resuscitator for Table Type | first aid resuscitator, resuscitator table type, alat resusitasi meja, resuscitator kit
1.3.2.07.01.08.081 | Finger Exercise | finger exercise, finger exerciser, alat latih jari, alat terapi jari, hand exerciser, hand therapy, pelatih otot jari
1.3.2.07.01.08.082 | Flesible Disogatro Bulbescape
1.3.2.07.01.08.083 | Forcep Pyesiesis 556
1.3.2.07.01.08.084 | Fountek Mark
1.3.2.07.01.08.085 | Gadomatic Godor
1.3.2.07.01.08.086 | Galary Meter
1.3.2.07.01.08.087 | Galuminasi
1.3.2.07.01.08.088 | Gastroscope for Welch Allyn Video Endoscope | gastroscope welch allyn, alat endoskopi lambung, video gastroscope, gastroskop, endoskopi lambung
1.3.2.07.01.08.089 | Gastroscope & Light Source | gastroscope, light source, alat endoskopi lambung, sumber cahaya endoskopi, set gastroskopi, gastroskop
1.3.2.07.01.08.090 | Gawer Shalt Mogeglo Pomater
1.3.2.07.01.08.091 | Glucometer Complete with Glucostick | glucometer, blood glucose meter, glukometer, alat ukur gula darah, tes gula darah, alat cek glukosa, glucostick, glucostix
1.3.2.07.01.08.092 | Golmen Compimeter Resic Sep 20 (Tappem)
1.3.2.07.01.08.093 | Gredesan
1.3.2.07.01.08.094 | Heart Station with Recorder | heart station with recorder, stasiun jantung, alat rekam ekg lengkap
1.3.2.07.01.08.095 | Hemodialysis Unit | hemodialisis unit, hemodialysis machine, mesin cuci darah, alat cuci darah, mesin hd, renal replacement therapy unit, dialyzer
1.3.2.07.01.08.096 | High Speed Stater Type ZS-SUS
1.3.2.07.01.08.097 | Himediker
1.3.2.07.01.08.098 | Hyper/Hypothermia System (Alat Kedokteran Bagian Penyakit Dalam) | hyper hypothermia system, hyper-hypothermia machine, alat pengatur suhu tubuh, blanketrol, patient warming and cooling system, selimut pemanas pendingin pasien
1.3.2.07.01.08.099 | Iluminator | iluminator, illuminator, alat iluminasi, lampu iluminator, medical illuminator
1.3.2.07.01.08.100 | Infusion Warmer For Blood | infusion warmer, blood warmer, fluid warmer, penghangat darah, penghangat cairan infus, alat pemanas infus darah
1.3.2.07.01.08.101 | Inter Feretial Turafik
1.3.2.07.01.08.102 | Kag Steat Aplimation Thermometer
1.3.2.07.01.08.103 | Lano Premansi Sitimulator Adipraktek EF 502
1.3.2.07.01.08.104 | Low Frequency Apparatus | low frequency apparatus, alat frekuensi rendah, low frequency therapy
1.3.2.07.01.08.105 | Lenon Light Service
1.3.2.07.01.08.106 | Load Rulerator Scart
1.3.2.07.01.08.107 | Manual Illumination Apparatus | manual illumination apparatus, alat penerangan manual
1.3.2.07.01.08.108 | Matronik Model 5375
1.3.2.07.01.08.109 | Medical TV System Welch Allyn Video | medical tv system welch allyn, video medical system, medical video system, sistem tv medis
1.3.2.07.01.08.110 | Microwave Therapy Apparatus | microwave therapy, alat terapi microwave, microwave diathermy, alat terapi gelombang mikro
1.3.2.07.01.08.111 | Mitrigen Athemet
1.3.2.07.01.08.112 | Mobile Endoscope Table | mobile endoscope table, meja endoskopi mobile, meja endoskopi beroda, mobile endoscopy cart
1.3.2.07.01.08.113 | NVS Vital Sign Monitor (Alat Kedokteren Bagian Penyakit Dalam) | nvs vital sign monitor, vital sign monitor, monitor tanda vital, patient monitor, monitor vital sign pasien
1.3.2.07.01.08.114 | One Compartment Wardrobe (Alat Kedokteran Bagian Penyakit Dalam) | one compartment wardrobe, lemari satu pintu, lemari pakaian satu ruang
1.3.2.07.01.08.115 | Operating Stak Bir
1.3.2.07.01.08.116 | Patient Cable Monitoring Kecil Sistem Siscan BST | pasien cable monitoring, patient cable monitoring, kabel monitoring pasien, patient monitoring cable, sistem siscan bs
1.3.2.07.01.08.117 | Pendatya Water Proof
1.3.2.07.01.08.118 | Pental Heart Montas
1.3.2.07.01.08.119 | Pleural Biopsy Needle | pleural biopsy needle, jarum biopsi pleura, jarum biopsi paru, alat biopsi pleura
1.3.2.07.01.08.120 | Positive Negative Honcoat Set
1.3.2.07.01.08.121 | Pratitionary Battray Handle
1.3.2.07.01.08.122 | Prector Prable Model Ust 507 EP 35
1.3.2.07.01.08.123 | Peristaltic Infusion Pump / Lac Bielyto Binometer | peristaltic infusion pump, pompa infus peristaltik, infusion pump, pompa infus
1.3.2.07.01.08.124 | Presual Modul
1.3.2.07.01.08.125 | Proyektor Romad Complet
1.3.2.07.01.08.126 | Pulmonary Exercise Computerized | pulmonary exercise computerized, computerized pulmonary exercise, alat tes fungsi paru komputerisasi, cpet, cardiopulmonary exercise testing
1.3.2.07.01.08.127 | Pulse Oximetry | pulse oximetry, pulse oximeter, oksimetri nadi, pengukur saturasi oksigen, spo2 monitor, oximeter
1.3.2.07.01.08.128 | Putision Incubator Bm
1.3.2.07.01.08.129 | Re-Her Coagulator
1.3.2.07.01.08.130 | Rollyng Soal Type
1.3.2.07.01.08.131 | Safe Rubber Electrode | safe rubber electrode, elektroda karet, rubber electrode
1.3.2.07.01.08.132 | Sarus Stemal Saur
1.3.2.07.01.08.133 | Senaker
1.3.2.07.01.08.134 | Serum Holder Red | serum holder red, wadah serum merah, tempat serum
1.3.2.07.01.08.135 | Starmunsuar
1.3.2.07.01.08.136 | Static/Kinetic Projection Perimeter | static kinetic projection perimeter, alat tes lapang pandang, perimeter kinetik
1.3.2.07.01.08.137 | Stertes System
1.3.2.07.01.08.138 | Steten Card Electric
1.3.2.07.01.08.139 | Style Stetescope Bomopaculain
1.3.2.07.01.08.140 | Syringe Pump (Alat Kedokteran Bagian Penyakit Dalam) | syringe pump, pompa siring, alat suntik otomatis, pompa spuit otomatis, syringe infus, alat infus spuit
1.3.2.07.01.08.141 | S.314 Forcep Dressing | forcep dressing, dressing forceps, pinset dressing, forsep perban, forceps ganti perban
1.3.2.07.01.08.142 | Tampion Tempromoridior/Pancing
1.3.2.07.01.08.143 | Temperatur Modul | emperature module, modul suhu, modul temperatur, patient temperature module
1.3.2.07.01.08.144 | The Salingan Galmore Intalumialier Antriper
1.3.2.07.01.08.145 | Tixtiser
1.3.2.07.01.08.147 | TP.9900Rj - 9900 Trolley Emergency | emergency trolley, troli emergency, troli darurat, crash cart, trolley gawat darurat
1.3.2.07.01.08.148 | Tranformen
1.3.2.07.01.08.149 | Vital Sign Monitor | vital sign monitor, monitor tanda vital, patient monitor, monitor vital sign, monitor pasien, bedside monitor
1.3.2.07.01.08.150 | Two Baul Standard
1.3.2.07.01.08.151 | T.2529 Foto Turapith
1.3.2.07.01.08.152 | T.2670 Forcep Trauma | forcep trauma, trauma forceps, forsep trauma, pinset trauma
1.3.2.07.01.08.153 | Vacuum Extractor (AB) | vacuum extractor, ekstraktor vakum, alat vakum persalinan, vacuum extraction device
1.3.2.07.01.08.154 | Vrisur Gerg Mt 600 X 3 Pzola
1.3.2.07.01.08.155 | Walker Folding | walker folding, folding walker, alat bantu jalan lipat, walker lipat, kruk walker
1.3.2.07.01.08.156 | Wall Rail Unit | wall rail unit, rel dinding, pegangan dinding, wall mounted rail, handrail dinding
1.3.2.07.01.08.157 | Wright Respirometer | wright respirometer, respirometer, alat ukur volume napas, respirometer wright, pengukur volume tidal
1.3.2.07.01.09 | ALAT KEDOKTERAN KAMAR JENASAH/MORTUARY
1.3.2.07.01.09.001 | Autopsy Table | Post-mortem Table, Dissection Table, Necropsy Table, Autopsy Bench, PM Table, Meja Autopsi, Meja Bedah Jenasah, Meja Post-mortem, Meja Nekropsi, Meja Pembedahan Mayat, Meja Pemeriksaan Jenasah
1.3.2.07.01.09.002 | Mortuary Refrigerator | Mortuary Refrigerator, Body Cooler, Mortuary Cooler, Corpse Refrigerator, Body Refrigerator, Cadaver Refrigerator, Mortuary Cabinet, Cold Storage Mortuary, Lemari Pendingin Jenasah, Kulkas Jenasah, Pendingin Mayat, Lemari Pendingin Mayat, Lemari Es Jenasah, Pendingin Kamar Jenasah
1.3.2.07.01.09.003 | Operating Lamp | Surgical Lamp, Operating Light, Surgical Light, Examination Lamp, Autopsy Lamp, Overhead Surgical Light, OT Lamp, Theatre Light, Lampu Operasi, Lampu Bedah, Lampu Autopsi, Lampu Pemeriksaan, Lampu Kamar Bedah, Lampu Sorot Operasi
1.3.2.07.01.09.004 | Autopsy Set | Autopsy Set, Autopsy Kit, Post-mortem Set, Necropsy Set, Dissection Set, Autopsy Instrument Set, Set Autopsi, Kit Autopsi, Peralatan Autopsi, Instrumen Autopsi, Set Pembedahan Jenasah, Alat Autopsi, Perangkat Autopsi, Set Nekropsi
1.3.2.07.01.09.005 | Mortuary Racks | Body Rack, Cadaver Rack, Corpse Rack, Mortuary Shelving, Body Tray Rack, Mortuary Storage Rack, Body Storage Rack, Rak Jenasah, Rak Mayat, Rak Kamar Jenasah, Rak Penyimpanan Jenasah, Rak Penyimpanan Mayat, Rak Mortuary
1.3.2.07.01.10 | ALAT KEDOKTERAN ANAK
1.3.2.07.01.10.001 | Intravenous & Transfusion Needle | IV needle, IV catheter, intravenous cannula, transfusion cannula, venipuncture needle, IV line, Jarum infus, jarum intravena, kateter IV, jarum transfusi, kanula intravena
1.3.2.07.01.10.002 | Wing Needle Scalp Vein Needle | Winged infusion set, scalp vein set, butterfly needle, butterfly catheter, wing needle, Jarum sayap, jarum kupu-kupu, jarum kulit kepala, jarum vena kulit kepala, jarum butterfly
1.3.2.07.01.10.003 | Hypodermic Needle(Alat Kedokteran Anak) | Hypodermic needle, injection needle, syringe needle, medical needle, Jarum suntik, jarum injeksi, jarum hipodermik, jarum spuit
1.3.2.07.01.10.004 | Syringe Case-Syringe Container 2cc/5cc | Syringe case, syringe container, syringe box, injection storage, needle container, Kotak penyimpan jarum suntik, wadah spuit, tempat syringe, wadah jarum suntik, kotak spuit medis
1.3.2.07.01.10.005 | Slijm Zuiger Electric Suction 110-220 Volt/50Hz | Phlegm suction pump, electric suction apparatus, mucus aspirator, aspirator pump, surgical suction pump, Penyedot lendir elektrik, alat suction, mesin hisap lendir, aspirator lendir, pompa hisap medis, suction pump
1.3.2.07.01.10.006 | Suction Hand Pump | Manual suction pump, hand-operated aspirator, manual aspirator, hand suction device, manual phlegm suction, Pompa hisap manual, penyedot lendir manual, pompa hisap tangan, suction manual, aspirator manual
1.3.2.07.01.10.007 | Tongue Depressor Stainless Steel | Tongue depressor, tongue blade, tongue spatula, Penekan lidah, spatel lidah, spatula lidah, tongue spatel, sudip lidah, penahan lidah
1.3.2.07.01.10.008 | Percussion Hammer | Reflex hammer, percussion hammer, neurological hammer, plessor, Palu refleks, palu perkusi, reflex hammer, palu neurologis, palu ketuk medis
1.3.2.07.01.10.009 | Premature Infant Incubator | Baby incubator, neonatal incubator, infant incubator, isolette, neonatal intensive care incubator, Inkubator bayi, inkubator prematur, inkubator neonatal, tempat perawatan bayi prematur
1.3.2.07.01.10.010 | Waskom 400 Meter Stainless | Wash basin, washing bowl, stainless steel bowl, surgical bowl, sponge bowl, medical basin, Baskom medis, waskom medis, mangkuk stainless medis, kom besar, baskom mandi pasien
1.3.2.07.01.10.011 | Nierbekken Stainless Steel | Kidney dish, emesis basin, kidney bowl, Bengkok, piala ginjal, nierbekken, mangkuk ginjal, wadah medis ginjal, nampan bengkok
1.3.2.07.01.10.012 | Thorax Puncture | Thoracentesis, thoracocentesis, pleural tap, pleural aspiration, chest puncture, pungsi toraks, pungsi dada
1.3.2.07.01.10.013 | Water Seal Drainage Set | WSD set, chest drain set, thoracic drainage system, pleural drainage, underwater seal drain, chest tube drain, Set WSD, selang dada, drainase toraks, sistem drainase WSD, alat penyedot cairan paru/udara dada
1.3.2.07.01.10.014 | Pleural Biopsy Puncture Set | Pleural biopsy needle, pleural biopsy set, thoracentesis biopsy kit, Abram's needle set, Set biopsi pleura, jarum biopsi pleura, alat biopsi selaput paru, punksi biopsi pleura
1.3.2.07.01.10.015 | Lumbal Puncture Needle | Spinal needle, LP needle, spinal tap needle, lumbar puncture needle, epidural needle, Jarum lumbal, jarum spinal, jarum pungsi lumbal, jarum LP, jarum anestesi spinal, jarum pungsi sumsum tulang belakang
1.3.2.07.01.10.016 | Venesectie Set | Venesection set, phlebotomy set, venous cutdown set, vein dissection kit, Set veneseksi, bedah vena, set potong vena, set pembedahan pembuluh darah, set phlebotomi
1.3.2.07.01.10.017 | Syringe 2cc, 5cc, 10cc, 100cc | Syringe, hypodermic syringe, injector, injection syringe, Spuit, alat suntik, injeksi, tabung suntik, semprotan medis
1.3.2.07.01.10.018 | Instrumen Tray Stainless Steel 36X30X5 cm | Instrument tray, surgical tray, medical tray, procedure tray, Baki instrumen, nampan alat medis, bak instrumen, baki medis, tempat alat bedah, loyang medis
1.3.2.07.01.10.019 | Transillumination Lamp | Transilluminator, diaphanoscope, transillumination light, vein finder, Lampu transiluminasi, transiluminator, senter pencari vena, lampu diaphanoscope
1.3.2.07.01.10.020 | Tuberculine Syringe 1cc | Tuberculin syringe, TB syringe, 1ml syringe, fine needle syringe, Spuit tuberkulin, alat suntik tuberkulin, spuit 1cc, jarum suntik TB, spuit mantoux
1.3.2.07.01.10.021 | Tuberculine Needle | Tuberculin needle, TB test needle, Mantoux needle, intradermal needle, Jarum tuberkulin, jarum tes TB, jarum mantoux, jarum intradermal
1.3.2.07.01.10.022 | Ice Compress Cup | Ice bag, ice pack, ice cap, cold compress cup, ice cup, Kantong es, kompres dingin, mangkuk kompres es, pendingin kompres, es kompres kepala
1.3.2.07.01.10.023 | Tracheotomy Set In Case | Tracheostomy set, tracheotomy kit, airway surgical set, Set trakeotomi, set operasi tenggorokan, alat bedah saluran napas, set trakeostomi
1.3.2.07.01.10.024 | Portable ECG AC/DC 1 Channel | ECG machine, electrocardiograph, EKG device, portable ECG monitor, Mesin EKG, alat rekam jantung, elektrokardiograf, EKG portabel
1.3.2.07.01.10.025 | Pulse Oximeter | Pulse oximeter, SpO2 monitor, oxygen saturation meter, Alat saturasi oksigen, oksimeter, alat ukur SpO2, pulse oksimetri
1.3.2.07.01.10.026 | Blood Sedimentation Rate Count Set | ESR set, erythrocyte sedimentation rate set, Westergren set, sed rate kit, Set LED, alat ukur laju endap darah, set pemeriksaan sedimentasi darah
1.3.2.07.01.10.027 | Test Tube Box | Test tube rack, tube holder, test tube container, tube stand, Rak tabung reaksi, kotak tabung reaksi, tempat tabung reaksi, wadah tabung sampel
1.3.2.07.01.10.028 | Gastric Juice Examining Set | Gastric analysis set, stomach fluid test kit, gastric aspiration set, Set pemeriksaan cairan lambung, alat uji asam lambung, set analisis lambung
1.3.2.07.01.10.029 | Trachea Cannula (Alat Kedokteran Anak) | Tracheal cannula, tracheostomy tube, trach tube, airway cannula, Kanula trakea, pipa trakeostomi, selang trakea, kanula napas
1.3.2.07.01.10.030 | Urinometer (Alat Kedokteran Anak) | Urinometer, urine hydrometer, urine specific gravity meter, Alat ukur berat jenis urin, urinometer, pengukur berat jenis air seni
1.3.2.07.01.10.031 | Urine Albuminometer | Albuminometer, urine albumin test, albumin measuring device, Alat ukur albumin urin, albuminometer, alat uji protein urin
1.3.2.07.01.10.032 | Esbach’s Albuminometer | Esbach's albuminometer, Esbach albumin tube, albumin reagent tube, Albuminometer Esbach, tabung Esbach, alat ukur albumin cara Esbach
1.3.2.07.01.10.033 | HB Meter | Hemoglobin meter, Hb analyzer, hemoglobinometer, Alat ukur hemoglobin, Hb meter, hemoglobinometer
1.3.2.07.01.10.034 | Bone Marrow Puncture Needle | Bone marrow puncture needle, bone marrow biopsy needle, marrow aspiration needle, Jarum pungsi sumsum tulang, jarum biopsi sumsum tulang, jarum aspirasi sumsum tulang
1.3.2.07.01.10.035 | Measuring Rods Infant With Rail | Infant length board, infantometer, baby measuring rod, length measuring board, Alat ukur panjang bayi, infantometer, papan ukur bayi, alat ukur tinggi badan bayi
1.3.2.07.01.10.036 | Measuring Tape | Tape measure, measuring ribbon, flexible tape, Pita pengukur, meteran kain, pita ukur, meteran tubuh
1.3.2.07.01.10.037 | Weight Scale Capacity 120Kg | Weighing scale, body scale, bathroom scale, medical scale, Timbangan berat badan, timbangan medis, alat ukur berat badan
1.3.2.07.01.10.038 | Ascites Trocar | Abdominal paracentesis trocar, ascites drainage trocar, peritoneal tap trocar, Trokar asites, alat pungsi cairan perut, trokar parasentesis
1.3.2.07.01.10.039 | Blood Type Viewer illuminated | Blood grouping viewer, illuminated blood typing viewer, blood test illuminator, Alat baca golongan darah, viewer golongan darah bercahaya, alat pembaca tes darah
1.3.2.07.01.10.040 | Blood Visiting Kit
1.3.2.07.01.10.041 | Blood Donor Set | Blood collection set, donor blood set, blood donation kit, phlebotomy set, Set donor darah, alat pengambilan darah, set transfusi darah
1.3.2.07.01.10.042 | 3-Way Cock | 3-way stopcock, three-way valve, 3-way connector, IV stopcock, Kran 3 arah, stopkok 3 arah, keran infus 3 jalur, konektor 3 arah
1.3.2.07.01.10.043 | Liver Biopsy Needle | Hepatic biopsy needle, Menghini needle, Tru-cut liver needle, Jarum biopsi hati, jarum biopsi liver, jarum pengambilan sampel hati
1.3.2.07.01.10.044 | Doek Klem-Towel Forceps | Towel clamp, towel clip, drape clamp, backhaus forceps, Klem duk, penjepit kain operasi, doek klem, klem penjepit duk
1.3.2.07.01.10.045 | Small Instrument Sterilizer | Small instrument sterilizer, mini sterilizer, compact autoclave, Sterilisator alat kecil, alat sterilisasi mini, sterilisator instrumen
1.3.2.07.01.10.046 | Alcohol Cotton Case | Cotton ball jar, alcohol swab container, cotton storage jar, Tempat kapas alkohol, wadah kapas, toples kapas, kotak kapas
1.3.2.07.01.10.047 | Rubber Gloves 7-7,5 | Surgical gloves, latex gloves, examination gloves, Sarung tangan karet, sarung tangan bedah, sarung tangan medis, sarung tangan operasi
1.3.2.07.01.10.048 | Stethoscope Duplex Untuk Anak | Pediatric stethoscope, dual head stethoscope, children's stethoscope, Stetoskop anak, stetoskop ganda, stetoskop duplex pediatrik
1.3.2.07.01.10.049 | Meja Periksa 200X90X100 cc | Examination table, exam bed, medical examination couch, Meja pemeriksaan, meja periksa pasien, tempat tidur periksa
1.3.2.07.01.10.050 | Pocket Lamp Complete With Battery | Penlight, pocket flashlight, examination penlight, medical torch, Senter saku, lampu saku medis, penlight, senter pemeriksaan
1.3.2.07.01.10.051 | Combination Weight And Height Scale | Height and weight scale, stadiometer scale combo, body measurement scale, Timbangan tinggi dan berat badan, alat ukur tinggi berat kombinasi
1.3.2.07.01.10.052 | Measuring Infant Baby With Rail | Infant length board, infantometer, baby measuring board with rail, Alat ukur panjang bayi dengan rel, infantometer, papan ukur bayi
1.3.2.07.01.10.053 | Pneumatic Tourniquet | Pneumatic tourniquet, air tourniquet, surgical tourniquet, Torniket pneumatik, alat pembendung darah, torniket udara
1.3.2.07.01.10.054 | Tuberculosis Diagnostic Kit | TB diagnostic kit, tuberculosis test kit, TB screening kit, Kit diagnosis TBC, alat tes tuberkulosis, kit skrining TBC
1.3.2.07.01.10.055 | Vaccination Needle Set | Immunization needle set, vaccine injection set, Set jarum vaksinasi, set jarum imunisasi
1.3.2.07.01.10.056 | Vacinating Instrumen Kit | Vaccination instrument kit, immunization tool kit, Kit alat vaksinasi, perlengkapan imunisasi, set instrumen vaksinasi
1.3.2.07.01.10.057 | Anuscope | Anoscope, anal speculum, rectal scope, Anoskop, spekulum anus, alat periksa anus
1.3.2.07.01.10.058 | Ear Speculum Set | Otoscope speculum, aural speculum, ear examination set, Spekulum telinga, set pemeriksaan telinga, corong telinga
1.3.2.07.01.10.059 | Nasal Speculum Set | Nose speculum, rhinoscope, nasal examination set, Spekulum hidung, corong hidung, set pemeriksaan hidung
1.3.2.07.01.10.060 | Rectal Magnifier With Lamp | Illuminated proctoscope, rectal speculum with light, lighted anoscope, Kaca pembesar dubur dengan lampu, proktoskop bercahaya, alat periksa rektum dengan lampu
1.3.2.07.01.10.061 | Rectal Bougies Hegar Dilator Set | Hegar dilator set, rectal bougie set, rectal dilator, anal dilator set, Hegar bougie, Set dilatator Hegar, bougie rektal, alat pelebar anus, dilator rektum, set busi Hegar
1.3.2.07.01.10.062 | Stomach Evacuator | Gastric evacuator, stomach pump, gastric lavage set, gastric aspirator, Alat pengosong lambung, pompa lambung, alat kuras lambung, alat bilas lambung
1.3.2.07.01.10.063 | Stomach Irrigator | Gastric irrigator, gastric lavage irrigator, stomach washing set, Irigator lambung, alat bilas lambung, alat cuci lambung, set irigasi lambung
1.3.2.07.01.10.064 | Tuberculosis Diagnostic Outfit | TB diagnostic kit, tuberculosis test set, TB screening outfit, Perlengkapan diagnosis TBC, set diagnostik tuberkulosis, kit tes TBC
1.3.2.07.01.10.065 | Baby Incubator (Alat Kedokteran Anak) | Infant incubator, neonatal incubator, isolette, newborn incubator, Inkubator bayi, inkubator neonatal, inkubator bayi baru lahir, boks penghangat bayi
1.3.2.07.01.10.066 | Blue Light | Phototherapy unit, phototherapy lamp, bilirubin light, neonatal phototherapy, bili light, Lampu fototerapi, lampu biru bayi, lampu terapi bayi kuning, alat fototerapi neonatus, lampu bilirubin
1.3.2.07.01.10.067 | Pediatric/Infant Ventilator (Alat Kedokteran Anak) | Neonatal ventilator, infant respirator, pediatric breathing machine, NICU ventilator, Ventilator anak, ventilator bayi, ventilator neonatal, alat bantu napas bayi, respirator bayi
1.3.2.07.01.10.068 | Pediatric Surveillance Monitor (Alat Kedokteran Anak) | Pediatric patient monitor, neonatal monitor, vital sign monitor, bedside monitor, Monitor pasien anak, monitor tanda vital bayi, pasien monitor pediatrik, monitor pemantau bayi
1.3.2.07.01.10.069 | Baby Examination
1.3.2.07.01.10.070 | Baby Measuring Device | Infantometer, infant length measurer, baby length board, baby measuring mat, Alat ukur bayi, alat ukur panjang bayi, infantometer, pengukur panjang badan bayi
1.3.2.07.01.10.071 | Eeg Recorder Single Channel | Electroencephalograph, EEG machine, brain wave recorder, EEG monitor, Mesin EEG, alat rekam gelombang otak, elektroensefalograf, alat rekam otak
1.3.2.07.01.10.072 | Electric Sterilizer | instrument sterilizer, Sterilisator listrik, alat sterilisasi elektrik, sterilisator elektrik
1.3.2.07.01.10.074 | Incubator Transport | Transport incubator, portable incubator, mobile neonatal incubator, ambulance incubator, Inkubator transport, inkubator portabel, inkubator bayi untuk rujukan, inkubator ambulans
1.3.2.07.01.10.075 | Infant Care Unit With Servocontrole
1.3.2.07.01.10.076 | Infant Incubator Mobile | Mobile infant incubator, incubator on wheels, movable neonatal incubator, Inkubator bayi beroda, inkubator bayi mobile, inkubator bayi dorong
1.3.2.07.01.10.077 | Infantcare Centre
1.3.2.07.01.10.078 | Maag Sonde Premature For Baby | Nasogastric tube, NGT, feeding tube, gastric tube, infant feeding tube, premature feeding tube, Selang NGT bayi, sonde lambung, selang makan bayi prematur, maagslang, selang lambung bayi, sonde bayi
1.3.2.07.01.10.079 | Mercurial Sphymamometer With Baby Cuff | Mercury sphygmomanometer, mercury blood pressure monitor, mercurial BP apparatus with infant cuff, Tensimeter air raksa, tensimeter raksa dengan manset bayi, alat ukur tekanan darah bayi, sfigmomanometer merkuri
1.3.2.07.01.10.080 | Pulse Oximeter | Pulse oximeter, SpO2 monitor, oxygen saturation monitor, fingertip oximeter, Oksimeter, alat saturasi oksigen, alat ukur SpO2, oksimeter nadi, pulse oksimetri
1.3.2.07.01.10.081 | Rectal Irrigator | Rectal irrigator, Rectal irrigation device, Rectal irrigation set, Irigator rektal, Alat irigasi rektal, Alat irigasi rektum
1.3.2.07.01.10.082 | Reflex Hammer | Reflex hammer, Tendon hammer, Neurological hammer, Reflex testing hammer, Palu refleks, Palu tendon, Palu neurologis, Palu pemeriksaan refleks
1.3.2.07.01.10.083 | Stethoscope For Infant/Baby | Infant stethoscope, Baby stethoscope, Newborn stethoscope, Neonatal stethoscope, Pediatric stethoscope, Stetoskop bayi, Stetoskop neonatus, Stetoskop pediatrik, Stetoskop anak
1.3.2.07.01.10.084 | Swaddling Table | Baby swaddling table, Infant swaddling table, Newborn swaddling table, Infant swaddling station, Meja bedong bayi, Meja untuk membedong bayi, Meja perawatan bayi untuk bedong
1.3.2.07.01.11 | ALAT KEDOKTERAN POLIKLINIK
1.3.2.07.01.11.001 | Basin Kidly, Stainless, Length 25 cm | bengkok, waskom bengkok, nierbekken, piala ginjal, mangkuk ginjal, baskom bengkok, tempat muntah, wadah instrumen bengkok, bengkok stainless, kidney basin, kidney dish, kidney tray, emesis basin, renal basin, kidney-shaped basin, stainless steel kidney basin
1.3.2.07.01.11.002 | Bed Pan For Child | pispot anak, pispot anak-anak, pispot pediatrik, pispot kecil, ember tidur anak, bedpan for child, pediatric bedpan, children's bedpan, kids bed pan, bedside pan
1.3.2.07.01.11.003 | Bed Pan For Adult 310 mm Complete | pispot dewasa, pispot orang dewasa, pispot lengkap, pispot dengan penutup, adult bedpan, bed pan for adult, complete bed pan, standard bedpan
1.3.2.07.01.11.004 | Basis Solution
1.3.2.07.01.11.005 | Hammer Reflex | palu refleks, hammer refleks, palu tendon, palu patella, palu lutut, palu neurologi, palu ketuk refleks, reflex hammer, knee hammer, tendon hammer, patellar hammer, percussion hammer, deep tendon reflex hammer
1.3.2.07.01.11.006 | Thermometer Oral, Air Raksa | termometer oral, termometer mulut, termometer air raksa mulut, termometer kaca merkuri, oral thermometer, mercury oral thermometer, clinical mercury thermometer
1.3.2.07.01.11.007 | Thermometer Rectal, Air Raksa | termometer rektal, termometer dubur, termometer anus, termometer merkuri rektal, rectal thermometer, mercury rectal thermometer, rectal clinical thermometer
1.3.2.07.01.11.008 | Diagnostic Set In Case Metal Stainless Steel | set diagnostik, kit diagnostik, set alat diagnostik dalam kotak, kotak alat diagnostik stainless, set pemeriksaan fisik, paket alat diagnostik, diagnostic set, diagnostic set in case, diagnostic kit, diagnostic instrument set in stainless steel case
1.3.2.07.01.11.009 | Blood Pressure Meter With Pump Raksa | tensimeter, tensimeter air raksa, tensimeter merkuri, alat ukur tekanan darah, pengukur tensi, sfigmomanometer, blood pressure meter, sphygmomanometer, mercury sphygmomanometer, BP meter with pump, mercury BP apparatus
1.3.2.07.01.11.010 | Suture Needle | jarum jahit, jarum jahit bedah, jarum sutra, jarum operasi, jarum penutup luka, suture needle, surgical suture needle, suturing needle, surgical sewing needle
1.3.2.07.01.11.011 | Hypodermic Needle (Alat Kedokteran Poliklinik) | jarum suntik, jarum hipodermik, jarum injeksi, jarum spoit/spuit, hypodermic needle, injection needle, hypodermic injection needle
1.3.2.07.01.11.012 | Michel Wound Clips Steel To Container Record
1.3.2.07.01.11.013 | Syringe Container Stainless | wadah spoit stainless, kontainer spuit, tempat jarum suntik stainless, kotak spoit, wadah suntikan stainless, syringe container stainless, syringe container stainless steel, syringe case
1.3.2.07.01.11.014 | Syringe Tuberculin 1 ml | spuit tuberkulin, spuit tuberkulin 1 ml, spoit 1 cc tuberkulin, tuberculin syringe, tuberculin syringe 1 ml, 1 mL tuberculin syringe, 1 cc syringe
1.3.2.07.01.11.015 | Case With Closing Handles 500X200X60 mm | kotak dengan pegangan penutup, peti alat bertutup, kotak alat dengan handle, koper alat, box dengan pegangan, case with closing handles, carrying case with handles, instrument case with handles
1.3.2.07.01.11.016 | Leather Case For Metal Container | kotak kulit untuk wadah logam, sarung kulit wadah logam, casing kulit, tempat kulit kontainer logam, leather case for metal container, leather case, leather carrying case
1.3.2.07.01.11.017 | Container For Tuberculin Syringe | wadah spoit tuberkulin, kontainer spuit tuberkulin, kotak jarum tuberkulin, container for tuberculin syringe, tuberculin syringe container, tuberculin syringe case
1.3.2.07.01.11.018 | Container For Syringe | wadah spuit, kontainer suntikan, tempat jarum suntik, kotak spoit, wadah spuit, container for syringe, syringe container, syringe holder, syringe case
1.3.2.07.01.11.019 | Spiritus Burner | pembakar spiritus, lampu spiritus, pembakar spiritus
1.3.2.07.01.11.020 | Sterilizer For Spirit Heating | sterilisator pemanas spiritus, sterilizer spiritus, alat sterilisasi pemanas alkohol, pembakar sterilisasi, sterilizer pemanas, sterilizer for spirit heating, spirit sterilizer, alcohol flame sterilizer
1.3.2.07.01.11.021 | Dressing Forceps | pinset dressing, forceps dressing, pinset luka, pinset kasa, pinset balutan, pinset steril, pinset anatomis halus, pinset tanpa gigi, dressing forceps, dressing forcep, tissue dressing forceps, plain dressing forceps, serrated dressing forceps, wound dressing forceps
1.3.2.07.01.11.022 | Sterilizer For Syringe | sterilizer spuit, sterilisator syringe, alat sterilisasi spuit/suntikan, sterilizer jarum suntik, kotak steril spuit, syringe sterilizer, sterilizer for syringe, hypodermic syringe sterilizer, syringe sterilisation unit
1.3.2.07.01.11.023 | Kelly Haemostatic Forceps 14 cm | klem Kelly, forceps Kelly, haemostat Kelly, pinset haemostatik Kelly, klem arteri Kelly, Kelly forceps, Kelly hemostatic forceps, Kelly haemostatic forceps, Kelly clamps, Kelly artery forceps, Kelly hemostat
1.3.2.07.01.11.024 | Kocher Haemostatic Forceps 10,5 cm | klem Kocher, forceps Kocher, haemostat Kocher, pinset Kocher (bergigi), klem arteri Kocher, Kocher forceps, Kocher hemostatic forceps, Kocher haemostatic forceps, Kocher clamp, Kocher artery forceps, Ochsner forceps
1.3.2.07.01.11.025 | Halstead Mosquito Forceps 12,5 cm | klem nyamuk, mosquito forceps, haemostat nyamuk, pinset mosquito Halstead, klem halus, Halstead mosquito forceps, Halsted mosquito forceps, mosquito forceps, mosquito hemostat, Halstead hemostatic forceps, fine mosquito clamps
1.3.2.07.01.11.026 | Rochester Pean Forceps 10,5 cm | klem Rochester-Pean, forceps Pean, haemostat Rochester Pean, klem Pean, Rochester-Pean forceps, Rochester Pean hemostatic forceps, Pean forceps, Rochester-Pean clamps, Pean hemostat
1.3.2.07.01.11.027 | Probes 14,5 cm | sonde, probe bedah, probe luka, sonde eksplorasi, probe metal, jarum sonde, probes, surgical probe, wound probe, exploratory probe, metal probe, director probe
1.3.2.07.01.11.028 | Mayo-Hegar Needle Holder 15 cm | needle holder Mayo-Hegar, pemegang jarum Mayo Hegar, needle driver Mayo, klem jarum jahit Mayo-Hegar, pegangan jarum bedah, Mayo-Hegar needle holder, Mayo Hegar needle holder, Hegar Mayo needle holder, needle driver, suture needle holder, Mayo needle holder
1.3.2.07.01.11.029 | Burning Tongue Pressure
1.3.2.07.01.11.030 | Operating Scissors Blunt Sharp | gunting operasi tumpul-tajam, gunting bedah blunt-sharp, gunting bedah ujung tumpul tajam, gunting operatif, operating scissors blunt sharp, surgical scissors blunt/sharp, blunt-sharp scissors, operating scissors (one blunt one sharp tip), general operating scissors, Mayo scissors
1.3.2.07.01.11.031 | Knife Handle | gagang pisau bedah, handle scalpel, pegangan pisau operasi, gagang scalpel, knife handle bedah, knife handle, scalpel handle, scalpel knife handle, Bard-Parker handle (tipe umum), surgical knife handle
1.3.2.07.01.11.032 | Scalpels Blades | mata pisau bedah, blade scalpel, bilah scalpel, mata pisau operasi, scalpel blade, scalpel blades, scalpel blade, surgical blades, disposable scalpel blades, knife blades
1.3.2.07.01.11.033 | Foster Sponge Holding
1.3.2.07.01.11.034 | Scissors Gips | gunting gips, gunting plaster, gunting gips ortopedi, gunting pembuka gips, gunting cast, plaster scissors, gips scissors, cast scissors, plaster shears, plaster bandage scissors, Bruns plaster scissors, cast cutting scissors
1.3.2.07.01.11.035 | Universal Scissors | gunting universal, gunting serbaguna, gunting umum, gunting multi-guna, universal scissors, utility scissors, general purpose scissors, all-purpose scissors, multipurpose scissors
1.3.2.07.01.11.036 | Tray Plain 250X1 30X30 M1 | nampan polos, tray polos, baki instrumen polos, nampan alat, tray stainless plain, wadah instrumen datar, plain tray, instrument tray plain, plain instrument tray, flat tray, stainless steel plain tray, surgical tray plain
1.3.2.07.01.11.037 | Mayo Hegar's Holder | needle holder Mayo Hegar, pemegang jarum Mayo-Hegar, holder jarum jahit, needle driver, Mayo-Hegar needle holder, Mayo Hegar holder, needle holder, suture holder, needle driver
1.3.2.07.01.11.038 | Retractor Langenbeck | retractor Langenbeck, penarik Langenbeck, hook Langenbeck, retractor sudut Langenbeck, Langenbeck retractor, Langenbeck soft tissue retractor, Langenbeck hook, right-angle retractor
1.3.2.07.01.11.039 | Retractor Volkmann | retractor Volkmann, rake retractor, penarik bergigi Volkmann, retractor garpu, Volkmann retractor, Volkman retractor, Volkmann rake retractor, rake retractor, prong retractor
1.3.2.07.01.11.040 | Retractor Farabeuf | retractor Farabeuf, penarik Farabeuf, retractor ganda Farabeuf, double-ended retractor Farabeuf, Farabeuf retractor, Farabeuf double-ended retractor, Farabeuf retractors (set), L-shaped retractor Farabeuf
1.3.2.07.01.11.041 | Retractor Roux | retraktor Roux, penarik luka Roux, penarik jaringan Roux, Roux retractor, Roux wound retractor, Roux double-ended retractor.
1.3.2.07.01.11.042 | Cheron Sponge Forceps | klem spons Cheron, klem kasa Cheron, penjepit spons Cheron, forceps kasa Cheron, Cheron sponge forceps, Cheron sponge-holding forceps, Cheron sponge/dressing forceps
1.3.2.07.01.11.043 | Dissecting Forceps | pinset diseksi, forceps diseksi, pinset untuk diseksi, penjepit jaringan untuk diseksi, dissecting forceps, dissection forceps, dissecting tweezers
1.3.2.07.01.11.044 | Suture Michel Set | set klip luka Michel, set klip sutur Michel, set klip kulit Michel, set sutur Michel, Michel suture clip set, Michel clip set, Michel wound clip set
1.3.2.07.01.11.045 | Tape Measure | pita ukur, pita pengukur, meteran pita, meteran fleksibel, tape measure, measuring tape, flexible measuring tape
1.3.2.07.01.11.046 | Bowl Solution | mangkuk larutan, mangkok larutan, mangkuk tempat larutan, wadah larutan medis, solution bowl, bowl for solutions, medical solution bowl
1.3.2.07.01.11.047 | Sheating Plastic
1.3.2.07.01.11.048 | Brush | sikat, sikat medis, brush, medical brush
1.3.2.07.01.11.049 | Suture Cotton Sice
1.3.2.07.01.11.050 | Forceps Sterilizer Cheatle | forceps Cheatle, korentang Cheatle, tang pengambil instrumen steril Cheatle, penjepit instrumen steril Cheatle, Cheatle forceps, Cheatle sterilizer forceps, Cheatle sterilizing forceps
1.3.2.07.01.11.051 | Scissors Bandage | gunting perban, gunting balutan, gunting pembalut, gunting pemotong perban, bandage scissors, bandage-cutting scissors
1.3.2.07.01.11.052 | Charts Vision Testing | kartu tes penglihatan, papan tes penglihatan, bagan pemeriksaan penglihatan, kartu pemeriksaan ketajaman penglihatan, vision testing chart, eye chart, visual acuity chart
1.3.2.07.01.11.053 | Head Mirror | cermin kepala, cermin dahi, cermin pemeriksaan THT, reflektor kepala, head mirror, ENT head mirror, head-mounted mirror
1.3.2.07.01.11.054 | Clips And Applying And Removing
1.3.2.07.01.11.055 | Paratus (cc)
1.3.2.07.01.11.056 | Tabung Periksa HB | tabung pemeriksaan Hb, tabung tes Hb, tabung uji hemoglobin, tabung pemeriksaan hemoglobin, Hb test tube, hemoglobin test tube, hemoglobin testing tube
1.3.2.07.01.11.057 | Dressing Jar | stoples bahan balutan, toples kasa, wadah kasa, toples kapas dan kasa, wadah penyimpanan bahan balutan, dressing jar, dressing storage jar, jar for dressings
1.3.2.07.01.11.058 | Lodin Cup
1.3.2.07.01.12 | ALAT KESEHATAN REHABILITASI MEDIS
1.3.2.07.01.12.001 | Crude
1.3.2.07.01.12.002 | Wheel Chair (Alat Kesehatan Rehabilitasi Medis) | wheelchair, wheel chair, kursi roda, kursi roda manual, kursi roda pasien, kursi roda rehabilitasi, alat bantu mobilitas, alat bantu jalan kursi roda, mobility chair, patient wheelchair
1.3.2.07.01.12.003 | Artetis
1.3.2.07.01.12.004 | Ringen
1.3.2.07.01.12.005 | Trade Sandow
1.3.2.07.01.12.006 | Hardstock
1.3.2.07.01.12.007 | Tiang Keseimbangan | tiang keseimbangan, alat keseimbangan, balance bar, balance bars, parallel bar, parallel bars, palang sejajar, tiang paralel, alat latihan keseimbangan, gait training bar, walking parallel bar, rehabilitation parallel bars
1.3.2.07.01.12.008 | Acupuncture Therapy | acupuncture therapy, terapi akupunktur, alat terapi akupunktur, acupuncture unit, acupuncture device
1.3.2.07.01.12.009 | Audio Treater Portable
1.3.2.07.01.12.010 | Balance Beam Set | balance beam set, balance beam, balok keseimbangan, set balok keseimbangan, alat latihan keseimbangan, beam balance, balance training beam, rehabilitation balance beam, walking balance beam
1.3.2.07.01.12.011 | Bath Whirl Pool | bath whirl pool, bath whirlpool, whirlpool bath, whirlpool therapy, bak whirlpool, terapi whirlpool, hydrotherapy bath, bak hidroterapi, hydrotherapy whirlpool, bak terapi air, whirlpool rehabilitation
1.3.2.07.01.12.012 | Compression Therapy | compression therapy, terapi kompresi, alat terapi kompresi, pneumatic compression, intermittent pneumatic compression
1.3.2.07.01.12.013 | Electro Stimulation & Analgesia | electro stimulation analgesia, electro stimulation and analgesia, electrical stimulation, electrostimulation, terapi stimulasi listrik, stimulasi listrik, analgesia listrik, electro analgesia,
1.3.2.07.01.12.014 | Electro Tilt Table | electro tilt table, electric tilt table, tilt table, meja tilt, meja miring, meja miring elektrik, meja berdiri, standing table, tilting table, verticalization table, tilt table therapy
1.3.2.07.01.12.015 | Ergocycle | ergocycle, ergo cycle, cycle ergometer, bicycle ergometer, ergometer sepeda, sepeda ergometer, sepeda statis ergometer, exercise ergometer, rehabilitation cycle, rehab bike
1.3.2.07.01.12.016 | Exercise Bicycles | exercise bicycles, exercise bicycle, exercise bike, stationary bike, stationary bicycle, sepeda statis, sepeda latihan, sepeda olahraga, sepeda rehabilitasi, rehab bike
1.3.2.07.01.12.017 | Exercise Equipment | exercise equipment, alat latihan, peralatan latihan, alat exercise, alat olahraga rehabilitasi, alat terapi latihan, rehabilitation exercise equipment, physiotherapy exercise equipment, alat fisioterapi latihan
1.3.2.07.01.12.018 | Exercise Pulley Weight | exercise pulley weight, pulley weight, weight pulley, katrol beban, alat katrol beban, exercise pulley, wall pulley, shoulder pulley, overhead pulley, pulley exercise device, alat latihan katrol
1.3.2.07.01.12.019 | Exercise Treadmill | exercise treadmill, treadmill, treadmil, alat treadmill, alat jalan statis, alat lari statis, running machine, walking treadmill, rehab treadmill, rehabilitation treadmill
1.3.2.07.01.12.020 | Faradic-Galvanic Therapy | faradic galvanic therapy, faradic-galvanic therapy, terapi faradik galvanik, faradic therapy, galvanic therapy, terapi faradik, terapi galvanik, faradic stimulation, galvanic stimulation, electrotherapy faradic galvanic
1.3.2.07.01.12.021 | Faradisasi
1.3.2.07.01.12.022 | Finger Exercise Table | Finger Exercise Table, finger exerciser table, finger exercise board, hand and finger exercise table, hand exercise table, finger rehabilitation table, finger training table, finger therapy table, meja latihan jari, meja latihan jari tangan, meja terapi jari, papan latihan jari, alat latihan jari tangan
1.3.2.07.01.12.023 | Finger Muscle Therapy | Finger Muscle Therapy, finger muscle therapy device, finger muscle exerciser, finger muscle trainer, finger strengthening device, finger strengthener, hand and finger muscle exerciser, terapi otot jari, alat terapi otot jari, alat penguat otot jari, alat latihan otot jari, pelatih otot jari
1.3.2.07.01.12.024 | Hydro Therapy | hydrotherapy, hydro-therapy, hydrotherapy unit, hydrotherapy equipment, hydrotherapy device, water therapy, aquatic therapy equipment, hidroterapi, terapi air, alat hidroterapi, peralatan hidroterapi, unit hidroterapi, terapi hidro
1.3.2.07.01.12.025 | Infrared & Ultraviolet | infrared and ultraviolet, infrared & ultraviolet, infra red and ultra violet, IR & UV, IR UV unit, IR UV lamp, infrared ultraviolet lamp, infrared ultraviolet therapy unit, IR/UV therapy, lampu inframerah dan ultraviolet, lampu infra merah dan ultraviolet, terapi inframerah dan ultraviolet, alat terapi IR dan UV, unit inframerah ultraviolet, radiasi inframerah dan ultraviolet
1.3.2.07.01.12.026 | Isostations For Accurate
1.3.2.07.01.12.027 | Laser Therapy | laser therapy, terapi laser, alat terapi laser, unit terapi laser, laser therapy device, laser therapy unit, therapeutic laser device, laser fisioterapi
1.3.2.07.01.12.028 | Lymphatic Physiotherapy
1.3.2.07.01.12.029 | L.F. Electro Therapy | L.F. electro therapy, LF electrotherapy, low-frequency electrotherapy, low frequency electrical therapy, elektroterapi frekuensi rendah, terapi listrik frekuensi rendah, alat elektroterapi frekuensi rendah, LF electrotherapy unit
1.3.2.07.01.12.030 | Microwave Diathermy | micro wave diathermy, microwave diathermy, MWD, diatermi gelombang mikro, alat diatermi gelombang mikro, microwave diathermy unit, unit MWD
1.3.2.07.01.12.031 | Modular Electro Therapy | modular electro therapy, modular electrotherapy, modular electrotherapy unit, modular electrotherapy system, alat elektroterapi modular, unit elektroterapi modular, sistem elektroterapi modular
1.3.2.07.01.12.032 | Paraffin Bath | paraffin bath, paraffin wax bath, paraffin therapy bath, bak parafin, bak terapi parafin, alat terapi parafin, unit paraffin bath
1.3.2.07.01.12.033 | Pulsa Erator Unit
1.3.2.07.01.12.034 | Quadriceps Table | quadriceps table, quadriceps exercise table, quadriceps therapy table, meja latihan quadriceps, meja terapi otot paha depan, alat latihan quadriceps berbentuk meja
1.3.2.07.01.12.035 | Rotary Wrist Exercise | rotary wrist exercise, rotary wrist exerciser, wrist rotation exerciser, wrist rotary exerciser, alat latihan putar pergelangan tangan, alat latihan rotasi pergelangan tangan, alat rehabilitasi rotasi pergelangan tangan
1.3.2.07.01.12.036 | Rowing Machine | rowing machine, indoor rower, indoor rowing machine, mesin dayung, alat latihan dayung, mesin dayung statis, alat dayung dalam ruangan
1.3.2.07.01.12.037 | Shortwave Diathermy | shortwave diathermy, short-wave diathermy, SWD, diatermi gelombang pendek, alat diatermi gelombang pendek, shortwave diathermy unit, unit SWD
1.3.2.07.01.12.038 | Shoulder Wheel Exerciser | shoulder wheel exercise, shoulder wheel exerciser, shoulder wheel, roda latihan bahu, roda terapi bahu, alat latihan putar bahu, alat latihan bahu berbentuk roda
1.3.2.07.01.12.039 | Suspension & Pulley Equipment | Suspension & Pulley Equipment, suspension and pulley equipment, suspension pulley equipment, suspension and pulley system, suspension and pulley unit, suspension therapy equipment, suspension therapy unit, suspension frame with pulleys, sling suspension therapy, sling and pulley apparatus, suspension therapy frame, peralatan suspensi dan katrol, alat suspensi dan katrol, alat terapi suspensi, sistem suspensi dan katrol, rangka suspensi terapi, alat gantung dan katrol terapi
1.3.2.07.01.12.040 | Therapeutic Nerve & Muscle Stimulation | therapeutic nerve and muscle stimulation, therapeutic nerve & muscle stimulation, nerve and muscle stimulation unit, nerve and muscle stimulator, neuromuscular stimulator, neuromuscular electrical stimulation, NMES, nerve muscle stimulator, electrical nerve and muscle stimulator, stimulasi saraf dan otot terapeutik, stimulasi saraf dan otot, alat stimulasi saraf dan otot, stimulator saraf dan otot, stimulator neuromuskular, alat stimulasi neuromuskular, unit stimulasi saraf otot
1.3.2.07.01.12.041 | Traction Unit | Traction Unit; traction machine; traction device; traction apparatus; traction therapy unit; medical traction unit; physiotherapy traction unit; electric traction unit; motorized traction unit; spinal traction unit; unit traksi; alat traksi; mesin traksi; alat terapi traksi; traksi medis; traksi fisioterapi; alat traksi tulang belakang
1.3.2.07.01.12.042 | Treadmill Treatment | treadmill treatment; treatment treadmill; treadmill therapy; therapeutic treadmill; medical treadmill; rehabilitation treadmill; rehab treadmill; physiotherapy treadmill; treadmill terapi; treadmill rehabilitasi; treadmill medis; treadmill fisioterapi; terapi treadmill; alat terapi jalan treadmill
1.3.2.07.01.12.043 | Ultrasound Therapy | ultrasound therapy; ultra sound therapy; therapeutic ultrasound; ultrasound therapy unit; ultrasound therapy device; physiotherapy ultrasound; terapi ultrasound; terapi ultrasonik; terapi gelombang ultrasonik; alat terapi ultrasound; ultrasound fisioterapi
1.3.2.07.01.12.044 | Ultrasonic Therapy Unit | ultrasonic therapy unit; ultrasonic therapy device; ultrasonic therapy machine; ultrasonic therapy apparatus; unit terapi ultrasonik; alat terapi ultrasonik; mesin terapi ultrasonik
1.3.2.07.01.13 | ALAT KEDOKTERAN NEUROLOGI (SYARAF)
1.3.2.07.01.13.001 | Electroencephalograph (Alat Kedokteran Neurologi Syaraf) | EEG, Electroencephalograph, Electroencephalogram, Elektroensefalograf, Alat Rekam Gelombang Otak, Brain Wave Recorder, Alat Perekam Aktivitas Listrik Otak
1.3.2.07.01.13.002 | Echo Encephalograph | Echoencephalography, Ultrasonografi Otak, Brain Ultrasound, Alat Ekoensefalograf, USG Otak
1.3.2.07.01.13.003 | Electro Myograph | EMG, Electromyograph, Elektromiograf, Alat Rekam Aktivitas Otot
1.3.2.07.01.13.004 | Electro Stimulator (Alat Kedokteran Neurologi Syaraf) | Electrical Stimulator, Neurostimulator, Elektrostimulator, Nerve Stimulator, Alat Stimulasi Listrik Saraf
1.3.2.07.01.13.005 | Patient Monitor | Monitor Pasien, Bedside Monitor, Vital Sign Monitor, Multi-Parameter Monitor, Patient Monitoring System, Alat Pemantau Pasien, Alat Monitor Tanda Vital
1.3.2.07.01.13.006 | Brain Mapping | Pemetaan Otak, Brain Mapping System, Neuromapping, Alat Pemetaan Aktivitas Otak
1.3.2.07.01.13.007 | Electro Surgery (Alat Kedokteran Neurologi (Syaraf)) | ESU, Electrosurgical Unit, Elektrokauter, Electrocautery, Surgical Diathermy, Diathermy Machine, High-Frequency Surgery Unit, Alat Bedah Listrik, Bovie, Kauter Listrik
1.3.2.07.01.13.008 | Evoked Potential System | EP System, Evoked Potential System, Sistem Evoked Potential
1.3.2.07.01.14 | ALAT KEDOKTERAN JANTUNG
1.3.2.07.01.14.001 | Electrocardiograph | EKG, ECG, elektrokardiograf, elektrokardiografi, mesin EKG, alat EKG, alat rekam jantung, alat rekam listrik jantung, ECG machine, ECG recorder
1.3.2.07.01.14.002 | Operating Table Jantung | meja operasi jantung, meja bedah jantung, meja operasi kardiak, meja OK jantung, cardiac operating table, cardiac surgery table, cardiovascular surgical table
1.3.2.07.01.14.003 | Oxygen Tank | tabung oksigen, tangki oksigen, silinder oksigen, tabung O2, oxygen cylinder, O2 cylinder, O2 tank, tabung gas oksigen
1.3.2.07.01.14.004 | Central Gas
1.3.2.07.01.14.005 | Central Suction (Alat Kedokteran Jantung)
1.3.2.07.01.14.006 | Heart Rate Monitor
1.3.2.07.01.14.007 | Repiration Monitor (Alat Kedokteran Jantung)
1.3.2.07.01.14.008 | Blood Pressure Monitor (Alat Kedokteran Jantung)
1.3.2.07.01.14.009 | Temperature Monitor (Alat Kedokteran Jantung)
1.3.2.07.01.14.010 | Arrytmia Monitor
1.3.2.07.01.14.011 | Blood Gas Analyzer(Alat Kedokteran Jantung)
1.3.2.07.01.14.012 | Cabinet AC & DC Defibrilator Cardiac And Recorder Seward
1.3.2.07.01.14.013 | Cabinet Untuk EKG
1.3.2.07.01.14.014 | Capugraph Modul
1.3.2.07.01.14.015 | Cardiac Output Madul
1.3.2.07.01.14.016 | Cardiac Chair
1.3.2.07.01.14.017 | Cardiac Massage Unit
1.3.2.07.01.14.018 | Cardiac Output
1.3.2.07.01.14.019 | Cardiac Recorder
1.3.2.07.01.14.020 | Cardiac Resuscitator
1.3.2.07.01.14.021 | Defibrilator Phisiocontrol
1.3.2.07.01.14.022 | ECG3Channel
1.3.2.07.01.14.023 | Echo Cardiograph System
1.3.2.07.01.14.024 | Echo Cateter Isolation
1.3.2.07.01.14.025 | Echocolor Doppler
1.3.2.07.01.14.026 | EKG Elektro Photo Cardiograph For Recording Elektro And
1.3.2.07.01.14.027 | EKG Monitor
1.3.2.07.01.14.028 | EKG Simulation
1.3.2.07.01.14.029 | Electrolyt Analyzer
1.3.2.07.01.14.030 | Exercise Treadmil Test
1.3.2.07.01.14.031 | Haemodyalisis Unit
1.3.2.07.01.14.032 | Holter Monitor
1.3.2.07.01.14.033 | Kg Sol - B III Japan
1.3.2.07.01.14.034 | Master Test (Jepang)
1.3.2.07.01.14.035 | Mobile X-Ray & Image Int.
1.3.2.07.01.14.036 | Oxator Head Complete
1.3.2.07.01.14.037 | Pace Maker
1.3.2.07.01.14.038 | Phonocardiograph
1.3.2.07.01.14.039 | Survase 45,7 X 13
1.3.2.07.01.14.040.8 | S.9910 Cardiomonitor AC/SC Seward
1.3.2.07.01.14.041 | Temporay Fase Maker
1.3.2.07.01.14.042 | Treadmill Spedroge 2-4 16 KMA Elektrical System Walking
1.3.2.07.01.14.043 | Treadmill/On (Giken)
1.3.2.07.01.14.044 | Tunturi Sepeda
1.3.2.07.01.15 | ALAT KEDOKTERAN RADIODIAGNOSTIC
1.3.2.07.01.15.001 | Angiography Unit
1.3.2.07.01.15.002 | Apron
1.3.2.07.01.15.003 | Automatic Film Processing Unit
1.3.2.07.01.15.004 | Bucky Table/Tomography
1.3.2.07.01.15.005 | Bucky Stand
1.3.2.07.01.15.006 | Cassete Film(Alat Kedokteran Radiodiagnostic)
1.3.2.07.01.15.007 | Film Processing Tank
1.3.2.07.01.15.008 | General Purpose X-Ray Unit
1.3.2.07.01.15.009 | X-Ray Tomography Unit
1.3.2.07.01.15.010 | Grid
1.3.2.07.01.15.011 | Inten Sifying Screen
1.3.2.07.01.15.012 | MRI(Magnitic Resonanse / lmaging)
1.3.2.07.01.15.013 | Spect
1.3.2.07.01.15.014 | X-Ray Mobile Unit
1.3.2.07.01.15.015 | Radiology Unit (Rongent)
1.3.2.07.01.15.016 | Basic Radiography System
1.3.2.07.01.15.017 | General Examination
1.3.2.07.01.15.018 | Mass Chest Unit
1.3.2.07.01.15.019 | Skul Unit (Cranio)
1.3.2.07.01.15.020 | Mamography X-Ray Unit
1.3.2.07.01.15.021 | Tomograph Unit
1.3.2.07.01.15.022 | Angiography
1.3.2.07.01.15.023 | Zonography Unit
1.3.2.07.01.15.024 | CT-Scan
1.3.2.07.01.15.025 | Magnetic Resonanie Imaging
1.3.2.07.01.15.026 | Digital Subtract Angiong
1.3.2.07.01.15.027 | Dental Panaromic
1.3.2.07.01.15.028 | Automatic Film Processing
1.3.2.07.01.15.029 | X-Ray Contect Therapy
1.3.2.07.01.15.030 | X-Ray Superficial Therapy
1.3.2.07.01.15.031 | Deep Therapy
1.3.2.07.01.15.032 | Medium Voltage Therapy
1.3.2.07.01.15.033 | Linier Accelarator
1.3.2.07.01.15.034 | After Loading
1.3.2.07.01.15.035 | Treatment Plan Computer
1.3.2.07.01.15.036 | Localizer/Stimulator
1.3.2.07.01.16 | ALAT KEDOKTERAN PATALOGI
1.3.2.07.01.16.001 | Automatic Rotary Microtome
1.3.2.07.01.16.002 | Automatic Tisue Prosessor
1.3.2.07.01.16.003 | Autopsi Set (Post Mortem Dissectiong Set)
1.3.2.07.01.16.004 | Binoculer Microscope (Alat Kedokteran Patology Anatomy)
1.3.2.07.01.16.005 | Cytopsin 2
1.3.2.07.01.16.006 | Fluoeresenci Microscope
1.3.2.07.01.16.007 | Histoblok
1.3.2.07.01.16.008 | Hotplate
1.3.2.07.01.16.009 | Inverteed Microscope
1.3.2.07.01.16.010 | Laminari Air Flow
1.3.2.07.01.16.011 | Magnetic Stifer Termolyne
1.3.2.07.01.16.012 | Minimash Millipore
1.3.2.07.01.16.013 | Timbangan Halus
1.3.2.07.01.16.014 | Universal Microscope
1.3.2.07.01.16.015 | Microtome (Alat Kedokteran Patologi Anatomy)
1.3.2.07.01.16.016 | Sonography Unit
1.3.2.07.01.16.017 | Pediatric Unit
1.3.2.07.01.16.018 | CT Scanner
1.3.2.07.01.17 | ALAT KEDOKTERAN TRANSFUSI DARAH
1.3.2.07.01.17.001 | Blood Bank
1.3.2.07.01.17.002 | Centrifuge MLA
1.3.2.07.01.17.003 | Centrifuge Sera
1.3.2.07.01.17.004 | Centrifuge Sorval
1.3.2.07.01.18 | ALAT KEDOKTERAN RADIOTERAPY
1.3.2.07.01.18.001 | After Loading
1.3.2.07.01.18.002 | Bed Instrubator
1.3.2.07.01.18.003 | Blitz Lamp
1.3.2.07.01.18.004 | Blood Irradiator
1.3.2.07.01.18.005 | Cassete Film (Alat Kedokteran Radioterapy)
1.3.2.07.01.18.006 | Cineting Cable For Recorder Light 0,8 mm
1.3.2.07.01.18.007 | Cobalt 60
1.3.2.07.01.18.008 | Correction Cable 23 Linght 3mm
1.3.2.07.01.18.009 | Counetring Cable
1.3.2.07.01.18.010 | Stimulator (Alat Kedokteren Radioterapy)
1.3.2.07.01.18.011 | Data Catridge
1.3.2.07.01.18.012 | Dosimeter
1.3.2.07.01.18.013 | Film Dryer
1.3.2.07.01.18.014 | Film Hanger
1.3.2.07.01.18.015 | Film Marker
1.3.2.07.01.18.016 | Film Pass Box
1.3.2.07.01.18.017 | Flaw Directic Pacing Cathasen
1.3.2.07.01.18.018 | Flush lmmanted (Siemens)
1.3.2.07.01.18.019 | Head Hunidifier
1.3.2.07.01.18.020 | Lead Apron
1.3.2.07.01.18.021 | Linier Accelerator
1.3.2.07.01.18.022 | Lisholm Grid
1.3.2.07.01.18.023 | Lisholm Ukuran 30 X 45
1.3.2.07.01.18.024 | Lisholm Ukuran 35 X 35
1.3.2.07.01.18.025 | Mediscape Star (USA)
1.3.2.07.01.18.026 | Minitor 44 cm 625 Lines Siemens
1.3.2.07.01.18.027 | Minitor Carese Siemens
1.3.2.07.01.18.028 | X-Ray Medium Therapy
1.3.2.07.01.18.029 | Monographie Device
1.3.2.07.01.18.030 | Mould Room
1.3.2.07.01.18.031 | Peac Flw Mater Imniright
1.3.2.07.01.18.032 | Selectron
1.3.2.07.01.18.033 | Survey Meter (Alat Kedokteran Radioterapy)
1.3.2.07.01.18.034 | Telegama Therapy
1.3.2.07.01.18.035 | Treatment Plan Computer
1.3.2.07.01.18.036 | X-Ray Contect Therapy
1.3.2.07.01.18.037 | X-Ray Superlicial Therapy
1.3.2.07.01.19 | ALAT KEDOKTERAN NUKLIR
1.3.2.07.01.19.001 | Auto Bed Washer
1.3.2.07.01.19.002 | Auto Well Gamma System
1.3.2.07.01.19.003 | Calibrator DST Kit
1.3.2.07.01.19.004 | Complete Stese Test System With Bicyele
1.3.2.07.01.19.005 | Contaminator Monitor
1.3.2.07.01.19.006 | CS 137 Chank Source 10 Micro
1.3.2.07.01.19.007 | Currie Pie Survey Meter
1.3.2.07.01.19.008 | Deep Freezer (Alat Kedokteran Nuklir)
1.3.2.07.01.19.009 | Dehumidifier (Alat Kedokteran Nuklir)
1.3.2.07.01.19.010 | Film Formator
1.3.2.07.01.19.011 | Gamma Cammera
1.3.2.07.01.19.012 | Generator TC
1.3.2.07.01.19.013 | Glove Box(Alat Kedokteran Nuklir)
1.3.2.07.01.19.014 | Hand Foot And Clotes Monitor
1.3.2.07.01.19.015 | Hand Foot+Cloth Monitor
1.3.2.07.01.19.016 | Lab.Equipmen Techne Shaker
1.3.2.07.01.19.017 | Low Energy Hight Resolution Collimator
1.3.2.07.01.19.018 | Mobil Unit Ditector System
1.3.2.07.01.19.019 | Multi Format Cammera
1.3.2.07.01.19.020 | Nuclear Medicine Data Processor
1.3.2.07.01.19.021 | Optical Disk 800 Mb Front Loading Cartridge
1.3.2.07.01.19.022 | Personal Digital Dosimeter
1.3.2.07.01.19.023 | Qurimeter + Printer
1.3.2.07.01.19.024 | Refrigated Centrifuge
1.3.2.07.01.19.025 | Renograph
1.3.2.07.01.19.026 | Serosym
1.3.2.07.01.19.027 | Shaker Bath
1.3.2.07.01.19.028 | Cammera DST
1.3.2.07.01.19.029 | Spect Genesys + Accesoires
1.3.2.07.01.19.030 | Surver Meter/Dosirate Meter
1.3.2.07.01.19.031 | Therminal Transfer Color Printer
1.3.2.07.01.19.032 | Thyroid Up Take
1.3.2.07.01.19.033 | Uninterupted Power System
1.3.2.07.01.19.034 | Scinlation Scanner
1.3.2.07.01.19.035 | Varios Collimatror
1.3.2.07.01.19.036 | Well Type Scintillatoin Counter Scale + Ratemate
1.3.2.07.01.19.037 | Whole Body Cough
1.3.2.07.01.19.038 | Ria Equipment
1.3.2.07.01.19.039 | Hand Microtome
1.3.2.07.01.19.040 | Rotary Microtome
1.3.2.07.01.19.041 | Freezy Microtome (Cry Cut Microtome)
1.3.2.07.01.19.042 | Microtomr Knife Sharpener
1.3.2.07.01.19.043 | Automatic Tissue Processor (Alat Kedokteran Nuklir)
1.3.2.07.01.19.044 | Fisher Bridge Warmer
1.3.2.07.01.19.045 | Lamianir Air Flo
1.3.2.07.01.19.046 | Steam Sterilizer (Alat Kedokteran Nuklir)
1.3.2.07.01.19.047 | Instrument Sterilizer
1.3.2.07.01.19.048 | radiation Sterilizer
1.3.2.07.01.19.049 | Hot Air Sterilizer
1.3.2.07.01.19.050 | High Pressure Sterilizer
1.3.2.07.01.19.051 | Microwave Cleaning Bath
1.3.2.07.01.19.052 | ultrasonic Cleaning Bath
1.3.2.07.01.19.053 | Sereologi Bath
1.3.2.07.01.19.054 | Roller Tube Culture Apparatus
1.3.2.07.01.19.055 | Roller Tube Incubator
1.3.2.07.01.19.056 | Growth Chanber
1.3.2.07.01.19.057 | Reffigerated Incubator
1.3.2.07.01.19.058 | Anaerobic Culture Incubator
1.3.2.07.01.19.059 | Cell Culture Incubator
1.3.2.07.01.19.060 | Shaking incubator
1.3.2.07.01.19.061 | Isotemp Dry Heat Incubator
1.3.2.07.01.19.062 | Gravity Convection Incubator
1.3.2.07.01.19.063 | Air Flow Incubator
1.3.2.07.01.19.064 | Bacterial Colony Counter
1.3.2.07.01.19.065 | Hand Tally Counter
1.3.2.07.01.19.066 | Blood Conting Instrument
1.3.2.07.01.19.067 | Blood Sedimentation Apparatus
1.3.2.07.01.19.068 | Blood Investigation Set
1.3.2.07.01.19.069 | Sahli Haemometer
1.3.2.07.01.19.070 | Blood Presure Meter/Tensimeter
1.3.2.07.01.19.071 | Haemachyto Meter
1.3.2.07.01.19.072 | Blood Gas Analyzer (Alat Kedokteran Nuklir)
1.3.2.07.01.19.073 | Blood Calcium Analyzer
1.3.2.07.01.19.074 | Blood Clorine Analyzer
1.3.2.07.01.19.075 | Blood Sodium Potasium Analyzer
1.3.2.07.01.19.076 | Haemotology Analyzer
1.3.2.07.01.19.077 | Erithroyte Sedimentation Pate (ESR) Recorder
1.3.2.07.01.19.078 | Defferential Blood Cell Counter
1.3.2.07.01.19.079 | Electro Cardiograph
1.3.2.07.01.19.080 | Electro Encephalograph (Alat Kedokteran Nuklir)
1.3.2.07.01.19.081 | Cardio Vascular Instrument
1.3.2.07.01.19.082 | Urine Meter
1.3.2.07.01.19.083 | Stetoscope (Alat Kedokteran Nuklir)
1.3.2.07.01.19.084 | Reflex Hammer (Alat Kedokteran Nuklir)
1.3.2.07.01.19.085 | Diagnostic Set
1.3.2.07.01.19.086 | Ben Pan (For Child Adult)
1.3.2.07.01.19.087 | Head Lamp (Alat Kedokteran Nuklir)
1.3.2.07.01.19.088 | Geneocology Table
1.3.2.07.01.19.089 | Thyroid Uptake System
1.3.2.07.01.19.090 | Renography Sistem
1.3.2.07.01.19.091 | Whole Bode Scanner
1.3.2.07.01.19.092 | Wellytype Gamma Scanner
1.3.2.07.01.19.093 | Syringe
1.3.2.07.01.19.094 | Lead Syringe
1.3.2.07.01.19.095 | Sutine Reedle
1.3.2.07.01.19.096 | Sutine
1.3.2.07.01.19.097 | Micro Tic Kit
1.3.2.07.01.19.098 | Minor Sugry Set
1.3.2.07.01.19.099 | Major Sugry Set
1.3.2.07.01.19.100 | Nephecto Set
1.3.2.07.01.19.101 | Circumcion Set
1.3.2.07.01.19.102 | Orthopae Set
1.3.2.07.01.19.103 | Pectum Set
1.3.2.07.01.19.104 | Tracheotr Set
1.3.2.07.01.19.105 | Gastorlistinal Set
1.3.2.07.01.19.106 | Metal Catcher
1.3.2.07.01.19.107 | Blood Exchange Set (Alat Kedokteran Kedokteran Nuklir)
1.3.2.07.01.19.108 | Urology Set
1.3.2.07.01.19.109 | Thyroid Set
1.3.2.07.01.19.110 | Operation Lamp
1.3.2.07.01.20 | ALAT KEDOKTERAN KULIT DAN KELAMIN
1.3.2.07.01.20.001 | Dermatology Laser
1.3.2.07.01.20.002 | Electro Surgery Treatment
1.3.2.07.01.20.003 | Skin Drafting
1.3.2.07.01.20.004 | Tissue Incubator
1.3.2.07.01.20.005 | Air Jacketed Dry CO2 Incubator
1.3.2.07.01.20.006 | Anuscope &Recto scope
1.3.2.07.01.20.007 | Fluorescense Mikroscope
1.3.2.07.01.20.008 | High Resolution Stereoscopic Documentation - Colposcopy Lengkap
1.3.2.07.01.20.009 | Ice Cryostat Microtome
1.3.2.07.01.20.010 | Kursi Gynecologi
1.3.2.07.01.20.011 | Kasur Anti Decubitus
1.3.2.07.01.20.012 | Mikroscope Labophot
1.3.2.07.01.21 | ALAT KEDOKTERAN GAWAT DARURAT
1.3.2.07.01.21.001 | Amnioscope (Alat Kedokteran Gawat Darurat
1.3.2.07.01.21.002 | Automatic Film Processor
1.3.2.07.01.21.003 | Basic Appendectomy Set
1.3.2.07.01.21.004 | Basic Craniotomy Set
1.3.2.07.01.21.005 | Basic Diagnostic Kit(Alat Kedokteran Gawat Darurat)
1.3.2.07.01.21.006 | Basic Thoracic Set
1.3.2.07.01.21.007 | Bath Tub For Hydrotherapy
1.3.2.07.01.21.008 | Blanket Roll
1.3.2.07.01.21.009 | Blood Bank Refrigerator (Alat Kedokteran Gawat Darurat)
1.3.2.07.01.21.010 | Blood Pressure Monitor (Alat Kedokteran Gawat Darurat)
1.3.2.07.01.21.011 | Bronshoscope
1.3.2.07.01.21.012 | Centrifuge Haematocrit
1.3.2.07.01.21.013 | Colposcopy
1.3.2.07.01.21.014 | Crystoscope
1.3.2.07.01.21.015 | Cyto Urethroscope
1.3.2.07.01.21.016 | Deionizing Unit
1.3.2.07.01.21.017 | Dermatome And Mesh
1.3.2.07.01.21.018 | Differential Leucocyte Counter
1.3.2.07.01.21.019 | Electro Surgery (Alat Kedokteran Gawat Darurat)
1.3.2.07.01.21.020 | Electrolyte Analyzer
1.3.2.07.01.21.021 | Electronic Reading Balance (Alat Kedokteran Gawat Darurat)
1.3.2.07.01.21.022 | Emergency Kit
1.3.2.07.01.21.023 | ENT Operating Set
1.3.2.07.01.21.024 | ENT Treatment Unit
1.3.2.07.01.21.025 | Hemacyrometer
1.3.2.07.01.21.026 | Hemorrhage Detection Unit
1.3.2.07.01.21.027 | Hysteroscope & Light Source
1.3.2.07.01.21.028 | Infant Ventilator
1.3.2.07.01.21.029 | Inhalation Unit
1.3.2.07.01.21.030 | Laparotomy Set
1.3.2.07.01.21.031 | Manual Resuscitatian Set Adult & Child
1.3.2.07.01.21.032 | Meja Obat
1.3.2.07.01.21.033 | Microcell Counter
1.3.2.07.01.21.034 | Neonatal Monitor (Alat Kedokteren Gawat Darurat)
1.3.2.07.01.21.035 | Neurosurgery Operating Set
1.3.2.07.01.21.036 | Obsgyn Operating Set
1.3.2.07.01.21.037 | Obstetric Stethoscope
1.3.2.07.01.21.038 | Opthalmic Operating Set(Alat Kedokteran Gawat Darurat)
1.3.2.07.01.21.039 | Opthalmic Set
1.3.2.07.01.21.040 | Osmometer (Alat Kedokteran Gawat Darurat)
1.3.2.07.01.21.041 | Othalpaedic Set
1.3.2.07.01.21.042 | Patient Strecher
1.3.2.07.01.21.043 | Rectoscope
1.3.2.07.01.21.044 | Slit Lamp(Alat Kedokteran Gawat Darurat)
1.3.2.07.01.21.045 | Suture Episiotomy Set
1.3.2.07.01.21.046 | Temperature Monitor (Alat Kedokteran Gawat Darurat)
1.3.2.07.01.21.047 | Tracheotomy Instrument Set
1.3.2.07.01.21.048 | Verban Set
1.3.2.07.01.21.049 | Wheel Chair (Alat Kedokteran Gawat Darurat)
1.3.2.07.01.22 | ALAT KEDOKTERAN JIWA
1.3.2.07.01.22.001 | Electro Shock Therapy
1.3.2.07.01.22.002 | Electro Stimulator (Alat Kedokteran Jiwa)
1.3.2.07.01.22.003 | EMG
1.3.2.07.01.22.004 | Stroboscope (Alat Kedokteran Jiwa)
1.3.2.07.01.23 | ALAT KEDOKTERAN BEDAH Orthopedi
1.3.2.07.01.23.001 | Amputating Knife
1.3.2.07.01.23.002 | Bone
1.3.2.07.01.23.003 | Boor Reamer
1.3.2.07.01.23.004 | Brown Spalk
1.3.2.07.01.23.005 | Chisel And Tounges Obteotomi
1.3.2.07.01.23.006 | Dispector
1.3.2.07.01.23.007 | Elevator (Alat Kedokteran Bedah Orthopedi)
1.3.2.07.01.23.008 | Gunting Gips
1.3.2.07.01.23.009 | Hand Driil Feet Contrak
1.3.2.07.01.23.010 | Osteotomi Knife
1.3.2.07.01.23.011 | Pemotong Tulang
1.3.2.07.01.23.012 | Reduction Forceps
1.3.2.07.01.23.013 | Respatories
1.3.2.07.01.23.014 | Set AO
1.3.2.07.01.23.015 | Set Countering Bonef
1.3.2.07.01.23.016 | Set Stepper
1.3.2.07.01.23.017 | Srwo Driver
1.3.2.07.01.23.018 | Stille/Pemotong Gip
1.3.2.07.01.23.019 | Tissue Prosessor
1.3.2.07.01.23.020 | Traksi Set + Gantungan Beban
1.3.2.07.01.23.021 | Wire Lighting Plier
1.3.2.07.01.24 | ALAT KEDOKTERAN ICU
1.3.2.07.01.24.001 | Automatic Blood Pressure
1.3.2.07.01.24.002 | Blood Gas Analyzer (Alat Kedckteren ICU)
1.3.2.07.01.24.003 | Co2 Analyzer (Alat Kedokteran ICU)
1.3.2.07.01.24.004 | lcu Bed Electric
1.3.2.07.01.25 | ALAT KEDOKTERAN ICCU
1.3.2.07.01.25.001 | Bedside Monitor
1.3.2.07.01.25.002 | Central Oxygen
1.3.2.07.01.25.003 | Central Suction (Alat Kedokteren ICCU)
1.3.2.07.01.25.004 | Pulseoxymeter
1.3.2.07.01.26 | ALAT KEDOKTERAN BEDAH JANTUNG
1.3.2.07.01.26.001 | Continous Suction Unit
1.3.2.07.01.26.002 | Diathermy Valley Lab
1.3.2.07.01.26.003 | Gergaji Sternum
1.3.2.07.01.26.004 | Hyper Hypothermia System (Alat Kedokteran Bedah Jantung)
1.3.2.07.01.26.005 | Mesin Jantung Paru
1.3.2.07.01.26.006 | Multi Purpose Operating Table
1.3.2.07.01.26.007 | NVS Vital Sign Monitor (Alat Kedokteran Bedah Jantung)
1.3.2.07.01.26.008 | Pressure Transducer For NIBP
1.3.2.07.01.26.009 | Pulse Oxymeter
1.3.2.07.01.26.010 | Video Asisted Throcoscope Surgery
1.3.2.07.01.27 | ALAT KEDOKTERAN TRADITIONAL MEDICINE
1.3.2.07.01.27.001 | DF 22 Multipurpose Akupuntur Aparatus
1.3.2.07.01.27.002 | Eav Dermatron With Variopit
1.3.2.07.01.27.003 | Model W 10 A Multiple Electrik Akupuntur
1.3.2.07.01.27.004 | Timer (Alat Kedokteran Traditional Medicine)
1.3.2.07.01.28 | ALAT KEDOKTERAN ANAESTHESI
1.3.2.07.01.28.001 | Anesthesi Apparatus
1.3.2.07.01.29 | ALAT KEDOKTERAN LAINNYA
1.3.2.07.02 | ALAT KESEHATAN UMUM
1.3.2.07.02.01 | ALAT KESEHATAN MATRA LAUT
1.3.2.07.02.01.001 | Alat-Alat Mikroklimat
1.3.2.07.02.01.002 | Audimeter Computerized
1.3.2.07.02.01.003 | Audio/Vidio Comunication
1.3.2.07.02.01.004 | Bubble Nitrogen Detector
1.3.2.07.02.01.005 | Chiller System Equipment
1.3.2.07.02.01.006 | Compressor
1.3.2.07.02.01.007 | Compressor High Pressure
1.3.2.07.02.01.008 | Compressor Low Pressure
1.3.2.07.02.01.009 | Diving Tank
1.3.2.07.02.01.010 | Ergo Cycle
1.3.2.07.02.01.011 | Fire Extinghuizer
1.3.2.07.02.01.012 | Mixed Gas Central Equipment
1.3.2.07.02.01.013 | Monoplane Chamber
1.3.2.07.02.01.014 | O2, N2 Blood Analyzer
1.3.2.07.02.01.015 | O2 Gas Analyzer
1.3.2.07.02.01.016 | O2 Masker
1.3.2.07.02.01.017 | Scrubber Equipment
1.3.2.07.02.01.018 | Scuba Closed Circuit
1.3.2.07.02.01.019 | Sound Level Meter (Alat Kesehatan Matra Laut)
1.3.2.07.02.01.020 | Spirometer Bmr
1.3.2.07.02.01.021 | Spirometer VO Max
1.3.2.07.02.01.022 | Superlife 17B
1.3.2.07.02.01.023 | Telemeter
1.3.2.07.02.01.024 | Vestibulator Test Equip
1.3.2.07.02.01.025 | Vision Screneer
1.3.2.07.02.01.026 | Walk In
1.3.2.07.02.01.027 | Walk In Chamb Monocomp
1.3.2.07.02.01.028 | Walk In Chamb Multicomp
1.3.2.07.02.02 | ALAT KESEHATAN MATRA UDARA
1.3.2.07.02.02.001 | Auto Spirometer
1.3.2.07.02.02.002 | Decompression Chamber
1.3.2.07.02.02.003 | Ejection Seat Trainter
1.3.2.07.02.02.004 | Human Centrifuge
1.3.2.07.02.03 | ALAT KESEHATAN KEPOLISIAN
1.3.2.07.02.03.001 | Airpolution Test Equip
1.3.2.07.02.03.002 | Anthropometer Set
1.3.2.07.02.03.003 | Boneka
1.3.2.07.02.03.004 | Boneka Anatomi
1.3.2.07.02.03.005 | Boneka Resucitasi Anne
1.3.2.07.02.03.006 | Boneka Resucitasi Anne Rec
1.3.2.07.02.03.007 | Emergency Adult
1.3.2.07.02.03.008 | Forensic Odontology Set
1.3.2.07.02.03.009 | lnfition Trainer
1.3.2.07.02.03.010 | Intubation Trainer
1.3.2.07.02.04 | ALAT KESEHATAN OLAHRAGA
1.3.2.07.02.04.001 | Sepeda Statis
1.3.2.07.02.04.002 | Track Sendo
1.3.2.07.02.05 | ALAT KESEHATAN UMUM LAINNYA
1.3.2.07.02.05.001 | Alat Vacasional Asessment IGVAT)
1.3.2.07.02.05.002 | Aim Tester
1.3.2.07.02.05.003 | Coordination Tester
1.3.2.07.02.05.004 | Ring Inserting Tester
1.3.2.07.02.05.005 | Block Assembly Tester
1.3.2.07.02.05.006 | Form Board Tester
1.3.2.07.02.05.007 | Mental Reaction Tester
1.3.2.07.02.05.008 | Verbal Discrimination Tester
1.3.2.07.02.05.009 | Vacational Aptitude Examination Tester
1.3.2.07.02.05.010 | Coin Sorting Sortir
1.3.2.07.02.05.011 | Digital Bach Muscle Dynamometer
1.3.2.07.02.05.012 | Tapping Tester
1.3.2.07.02.05.013 | Reaction Time Tester
1.3.2.07.02.05.014 | Block Chaos Tester
1.3.2.07.02.05.015 | Buku Buta Warna
1.3.2.07.02.05.016 | Genaral Aptitude Tester Battery (MNOP)
1.3.2.07.02.05.017 | Wais
1.3.2.07.02.05.018 | Timbangan Badan (Alat Kesehatan Umum Lain)
1.3.2.07.02.05.019 | Grip Dinamo Meter
1.3.2.07.02.05.020 | Ukur Tinggi Badan
1.3.2.07.02.05.021 | Ketajaman Mata
1.3.2.07.02.05.022 | Audiometer (Alat Kesehatan Umum Lain)
1.3.2.07.02.05.023 | Vital Lapacity
1.3.2.07.02.05.024 | Alat Jarak Pandang
1.3.2.08 | ALAT LABORATORIUM
1.3.2.08.01 | UNIT ALAT LABORATORIUM
1.3.2.08.01.01 | ALAT LABORATORIUM KIMIA AIR
1.3.2.08.01.01.001 | Conductivity Meter (Alat Laboratorium Kimia Air Teknik Penyehatan)
1.3.2.08.01.01.002 | Hellege Comperator
1.3.2.08.01.01.003 | Hellege Turbidity Meter
1.3.2.08.01.01.004 | Spectro Photo Meter
1.3.2.08.01.01.005 | Discicator/Eksicator
1.3.2.08.01.01.006 | Roffluk Bottle & Standar
1.3.2.08.01.01.007 | In Off,Cone & Standar
1.3.2.08.01.01.008 | Yart Test
1.3.2.08.01.01.009 | Timbangan Elektronik
1.3.2.08.01.01.010 | Alat Penguji Daya Tembus Air
1.3.2.08.01.01.011 | Alat Pengukur Kadar Air
1.3.2.08.01.01.012 | Alat Pengukur Kelembaban
1.3.2.08.01.01.013 | Alat Penguji Penerapan Udara Air
1.3.2.08.01.01.014 | Alat Peuguji Tembus Udara
1.3.2.08.01.01.015 | Kjedhli Digestion APP
1.3.2.08.01.01.016 | Drat Chamber
1.3.2.08.01.01.017 | Kjedhli Digestion APP
1.3.2.08.01.01.018 | Drat Chamber
1.3.2.08.01.02 | ALAT LABORATORIUM MICRO BIOLOGI TEKNIK PENYEHATAN
1.3.2.08.01.02.001 | Autoclave Unit (Alat Lab. Micro Biologi Tehnik Penyehatan)
1.3.2.08.01.02.002 | Plate Count Chambre
1.3.2.08.01.02.003 | Alat Pengambil Sample Air
1.3.2.08.01.02.004 | Alat Dekantansi
1.3.2.08.01.02.005 | Sistem Quinching
1.3.2.08.01.02.006 | Alat Pelarut Pengendapan
1.3.2.08.01.02.007 | Alat Dekantasi
1.3.2.08.01.02.008 | Sistem Quinching
1.3.2.08.01.02.009 | Alat Pelarut Pengendapan
1.3.2.08.01.03 | ALAT LABORATORIUM HIDROKIMIA
1.3.2.08.01.03.001 | Portable Elektro Sounding Test
1.3.2.08.01.03.002 | Elektronik Thermometer
1.3.2.08.01.03.003 | Mikroscop Dengan Camera
1.3.2.08.01.03.004 | Macnetic Stiner
1.3.2.08.01.03.005 | Baeteri Colorimeter
1.3.2.08.01.03.006 | Fitting Plat
1.3.2.08.01.03.007 | Water Test
1.3.2.08.01.03.008 | Rin Meter Unit
1.3.2.08.01.03.009 | Visuil Acumulation Jump
1.3.2.08.01.03.010 | Circulation Tank
1.3.2.08.01.03.011 | Fire Lab Turbidity
1.3.2.08.01.03.012 | Ecosonder
1.3.2.08.01.03.013 | Pott Maker
1.3.2.08.01.03.014 | D.O. Meter
1.3.2.08.01.03.015 | Sediment Sampler
1.3.2.08.01.03.016 | Destiling Apparaat
1.3.2.08.01.03.017 | Delf Bottler
1.3.2.08.01.03.018 | Crosible Cours
1.3.2.08.01.03.019 | Water Current Meter (Alat Laboratorium Hidrokimia)
1.3.2.08.01.03.020 | Carbon Rod Auto Meter
1.3.2.08.01.03.021 | NACCOL
1.3.2.08.01.03.022 | ELEKTRODA
1.3.2.08.01.03.023 | Automatic Burete
1.3.2.08.01.03.024 | Mechanical Mortar
1.3.2.08.01.03.025 | Conedrop Test (Alat Laboratorium Hidrokimia)
1.3.2.08.01.03.026 | Standar Warna Gardner
1.3.2.08.01.03.027 | Fisher Arst Gas Apparatus
1.3.2.08.01.04 | ALAT LABORATORIUM MODEL HIDROLIKA
1.3.2.08.01.04.001 | Rechbock
1.3.2.08.01.04.002 | Cipoletti
1.3.2.08.01.04.003 | Thompson
1.3.2.08.01.04.004 | Water Level Meter
1.3.2.08.01.04.005 | Afsluiter
1.3.2.08.01.04.006 | Ground Water Anologous
1.3.2.08.01.04.007 | Water Level Recorder
1.3.2.08.01.04.008 | Maal Profil
1.3.2.08.01.04.009 | Water Supplier
1.3.2.08.01.04.010 | Disk Agrometer
1.3.2.08.01.04.011 | Tools
1.3.2.08.01.11 | ALAT LABORATORIUM UMUM
1.3.2.08.01.11.001 | Centrifuge (Alat Laboratorium Umum)
1.3.2.08.01.11.002 | Water Bath (Alat Laboratorium Umum)
1.3.2.08.01.11.003 | Incubator (Alat Laboratorium Umum)
1.3.2.08.01.11.004 | Mortar (Alat Laboratorium Umum)
1.3.2.08.01.11.005 | Oven(Alat Laboratorium Umum)
1.3.2.08.01.11.006 | Compressor Unit
1.3.2.08.01.11.007 | Nessler
1.3.2.08.01.11.008 | Penagas
1.3.2.08.01.11.009 | Burete
1.3.2.08.01.11.010 | Microscope
1.3.2.08.01.11.011 | Autoclave (Alat Laboratorium Umum)
1.3.2.08.01.11.012 | Blender
1.3.2.08.01.11.013 | Timbangan/Neraca
1.3.2.08.01.11.014 | Axial Plunger Pump
1.3.2.08.01.11.015 | Dry Klim
1.3.2.08.01.11.016 | Universal Test Machine (Alat Laboratorium Umum)
1.3.2.08.01.11.017 | Engenerring Test Equipment
1.3.2.08.01.11.018 | Vacum Pump
1.3.2.08.01.11.019 | Bearing Stand
1.3.2.08.01.11.020 | Stop Watch
1.3.2.08.01.11.021 | SCREEN
1.3.2.08.01.11.022 | Alat Destilasi Air
1.3.2.08.01.11.023 | Bunson Burner
1.3.2.08.01.11.024 | Support Sheet Round
1.3.2.08.01.11.025 | Manometer
1.3.2.08.01.11.026 | Hydrometer
1.3.2.08.01.11.027 | Counter Meter
1.3.2.08.01.11.028 | Caliper & Micrometer
1.3.2.08.01.11.029 | MIXER
1.3.2.08.01.11.030 | Thermometer (Alat Laboratorium Umum)
1.3.2.08.01.11.031 | Corong
1.3.2.08.01.11.032 | Lampu Natrium
1.3.2.08.01.11.033 | Container Gas Chlorine
1.3.2.08.01.11.034 | Raw Water Kit
1.3.2.08.01.11.035 | Brightness Tester
1.3.2.08.01.11.036 | Water Absorb Tester
1.3.2.08.01.11.037 | BOD Meter
1.3.2.08.01.11.038 | Biologikal Oxigen Demand
1.3.2.08.01.11.039 | Tabung Gas Ho
1.3.2.08.01.11.040 | Tabung Gas N2
1.3.2.08.01.11.041 | Boume Meter
1.3.2.08.01.11.042 | Bak Fiberglass
1.3.2.08.01.11.043 | Crusible Penyaring
1.3.2.08.01.11.044 | Iodine Plass
1.3.2.08.01.11.045 | Thermostate
1.3.2.08.01.11.046 | Spray Gun
1.3.2.08.01.11.047 | Furnace
1.3.2.08.01.11.048 | Condensor (Alat Laboratorium Umum)
1.3.2.08.01.11.049 | Lumpang Pengeram
1.3.2.08.01.11.050 | Lampu Spritus
1.3.2.08.01.11.051 | MESTAR
1.3.2.08.01.11.052 | Pipa U
1.3.2.08.01.11.053 | Lempeng Tetes
1.3.2.08.01.11.054 | Stirer / Pengocok
1.3.2.08.01.11.055 | Alat Penyari Koch
1.3.2.08.01.11.056 | Alat Penyari Procter
1.3.2.08.01.11.057 | Dean Starek
1.3.2.08.01.11.058 | Sun Shine Recorder
1.3.2.08.01.11.059 | Crock Meter (Alat Laboratorium Umum)
1.3.2.08.01.11.060 | Kipps
1.3.2.08.01.11.061 | Pengaduk
1.3.2.08.01.11.062 | Crusses Tang
1.3.2.08.01.11.063 | Pendingin Lurus
1.3.2.08.01.11.064 | TOGLE
1.3.2.08.01.11.065 | Jepitan Kulit Untuk Togle
1.3.2.08.01.11.066 | Four Position Flask Heaster
1.3.2.08.01.11.067 | Montle Heater
1.3.2.08.01.11.068 | Motor Complit Bioxidation System
1.3.2.08.01.11.069 | Standard Klem Burete
1.3.2.08.01.11.070 | Stress Cracking Tester With Thermometer Water Bath
1.3.2.08.01.11.071 | Alat Pengukur Luas Kulit
1.3.2.08.01.11.072 | Boll Mill / Boll Press
1.3.2.08.01.11.073 | PH Meter (Alat Laboratorium Umum)
1.3.2.08.01.11.074 | Tangki Pembuat Sheet
1.3.2.08.01.11.075 | Tangki Bahan Baku
1.3.2.08.01.11.076 | Kjeldahl Set
1.3.2.08.01.11.077 | Salt Spray Test Chamber
1.3.2.08.01.11.078 | Corrosion Tester (Alat Laboratorium Umum)
1.3.2.08.01.11.079 | Electrolytic Equipment
1.3.2.08.01.11.080 | Autograph
1.3.2.08.01.11.081 | Air Permeability Tester
1.3.2.08.01.11.082 | Penguji Titik Leleh
1.3.2.08.01.11.083 | Pengukur Derajat Putih
1.3.2.08.01.11.084 | SEM
1.3.2.08.01.11.085 | Alat Sampling Gas Buang
1.3.2.08.01.11.086 | Soun Level Meter Tester
1.3.2.08.01.11.087 | Dialcaliter
1.3.2.08.01.11.088 | Dry Oven
1.3.2.08.01.11.089 | Hydrolic Hand Press
1.3.2.08.01.11.090 | Hair Dryer/Spray Dryer/Dryer
1.3.2.08.01.11.091 | Aqua Guard
1.3.2.08.01.11.092 | Titration Apparatus
1.3.2.08.01.11.093 | Multi Unit Extraction
1.3.2.08.01.11.094 | Plat Pemanas
1.3.2.08.01.11.095 | Alat Pengukur Tebal
1.3.2.08.01.11.096 | Alat Ukur Kadar Air (Alat Laboratorium Umum)
1.3.2.08.01.11.097 | Vergeot Apparat
1.3.2.08.01.11.098 | Alat Tembus Udara
1.3.2.08.01.11.099 | Alat Uji Kelembaban Udara
1.3.2.08.01.11.100 | Laminar Air Flow
1.3.2.08.01.11.101 | Microtome (Alat Laboratorium Umum)
1.3.2.08.01.11.102 | Spi Flame Ability (Alat Laboratorium Umum)
1.3.2.08.01.11.103 | Autoclave Unit (Alat Laboratorium Umum)
1.3.2.08.01.11.104 | Electrik Thermometer
1.3.2.08.01.11.105 | Flour Photometer
1.3.2.08.01.11.106 | Microscope Dengan Camera
1.3.2.08.01.11.107 | System Pengendali Derajat Asam
1.3.2.08.01.11.108 | Mesin Potong Jerami
1.3.2.08.01.11.109 | Mesin Pres Jerami
1.3.2.08.01.11.110 | Bak Flukulator
1.3.2.08.01.11.111 | Alat Poleshing
1.3.2.08.01.11.112 | Alat Gerinda
1.3.2.08.01.11.113 | Refrigerator
1.3.2.08.01.11.114 | Freeze Dryer
1.3.2.08.01.11.115 | Refractometer (Alat Laboratorium Umum)
1.3.2.08.01.11.116 | Vacuum Oven
1.3.2.08.01.11.117 | Calorimeter
1.3.2.08.01.11.118 | Galvanometer
1.3.2.08.01.11.119 | Filter Press
1.3.2.08.01.11.120 | Higromoter
1.3.2.08.01.11.121 | Termocouple
1.3.2.08.01.11.122 | Steroscop
1.3.2.08.01.11.123 | Load Cell
1.3.2.08.01.11.124 | Desitometer
1.3.2.08.01.11.125 | Tripod
1.3.2.08.01.11.126 | Spectrophotometer
1.3.2.08.01.11.127 | Epron eraser
1.3.2.08.01.11.128 | Induction Totor
1.3.2.08.01.11.129 | Container N2 Cair (Alat Laboratorium Umum)
1.3.2.08.01.11.130 | Ionisator
1.3.2.08.01.11.131 | Helc and Flow
1.3.2.08.01.11.132 | Plamscope
1.3.2.08.01.11.133 | Remote Terminal Limit
1.3.2.08.01.11.134 | Ignation Wire Nickel
1.3.2.08.01.11.135 | Digital Signal Procesor
1.3.2.08.01.11.136 | Hand Saw Machine
1.3.2.08.01.11.137 | Fire Assay Furnace
1.3.2.08.01.11.138 | Function Generator (Alat Laboratorium Umum)
1.3.2.08.01.11.139 | Process Calibrator Fluke
1.3.2.08.01.11.140 | Semi Automatic Penetometer
1.3.2.08.01.11.141 | Multizer Plate
1.3.2.08.01.11.142 | Cnc Milling Machine
1.3.2.08.01.11.143 | Mesin Pengayak
1.3.2.08.01.11.144 | Cyclone 2 Hall
1.3.2.08.01.11.145 | Variable Speed Transmission
1.3.2.08.01.11.146 | Bottle Regen
1.3.2.08.01.11.147 | Rock Cutting Machine
1.3.2.08.01.11.148 | Rock Strength Index
1.3.2.08.01.11.149 | Plate Pulveriser
1.3.2.08.01.11.150 | Core Bit
1.3.2.08.01.11.151 | Low Fristian Pressure
1.3.2.08.01.11.152 | Universal Coring Machine
1.3.2.08.01.11.153 | Test Set For Water Well
1.3.2.08.01.11.154 | Ayakan Gantung
1.3.2.08.01.11.155 | Earth Resistivity Meter
1.3.2.08.01.11.156 | Elektroda Spesifik
1.3.2.08.01.11.157 | Spectrometric Mode
1.3.2.08.01.11.158 | Cuvet Cadangan Metachylate
1.3.2.08.01.11.159 | Digital Indicator LCD/Metric
1.3.2.08.01.11.160 | Orsat
1.3.2.08.01.11.161 | Ultra Pure Water Chemistreat
1.3.2.08.01.11.162 | Molser Content Tester
1.3.2.08.01.11.163 | Peralatan Sampler Spliter
1.3.2.08.01.11.164 | Peralatan Homogenisasi
1.3.2.08.01.11.165 | Peralatan Petroscope
1.3.2.08.01.11.166 | Peralatan Palomagnetic
1.3.2.08.01.11.167 | Shear Strength
1.3.2.08.01.11.168 | Mesin Gerus Tanah
1.3.2.08.01.11.169 | Schimdt Hammer
1.3.2.08.01.11.170 | Jack Mill
1.3.2.08.01.11.171 | Termolline Pyrometer
1.3.2.08.01.11.172 | Gelinding
1.3.2.08.01.11.173 | Alat Procesing rumput
1.3.2.08.01.11.174 | Bacteriological Colony Counter
1.3.2.08.01.11.175 | Bacthythermograph
1.3.2.08.01.11.176 | Biocounter
1.3.2.08.01.11.177 | Closing Gear
1.3.2.08.01.11.178 | Complete Cyanida Distallation Apparatus
1.3.2.08.01.11.179 | Cooling Water Circulator
1.3.2.08.01.11.180 | Coulter Counter (Alat Laboratorium Umum)
1.3.2.08.01.11.181 | Delux Two Speed Horizontal Lapidary
1.3.2.08.01.11.182 | Disecting Apparatus (Alat Laboratorium Umum)
1.3.2.08.01.11.183 | Dive tank
1.3.2.08.01.11.184 | Dry Ice Storage Shest
1.3.2.08.01.11.185 | Electric Measuring Tape
1.3.2.08.01.11.186 | Elektrophoresis
1.3.2.08.01.11.187 | Enlarge
1.3.2.08.01.11.188 | Extraction Mantle 6 Hole
1.3.2.08.01.11.189 | Fibre Glass Fume Hood
1.3.2.08.01.11.190 | Filtration Apparatus
1.3.2.08.01.11.191 | Fluid Contamination Analysis Kit
1.3.2.08.01.11.192 | Gene Amp Pcr System
1.3.2.08.01.11.193 | Hand Wunch With Boom
1.3.2.08.01.11.194 | Hygrometer (Alat Laboratorium Umum)
1.3.2.08.01.11.195 | Ice Maker (Alat Laboratorium Urnurn)
1.3.2.08.01.11.196 | Jars Anaerobic System
1.3.2.08.01.11.197 | Jelly Strength Tester
1.3.2.08.01.11.198 | Laminair Flow Cabinet
1.3.2.08.01.11.199 | Linomat
1.3.2.08.01.11.200 | Liquid Extractor
1.3.2.08.01.11.201 | Liquid Scientilation Counter
1.3.2.08.01.11.202 | Mechanical Homogenenizer
1.3.2.08.01.11.203 | Mesokome
1.3.2.08.01.11.204 | Meterology Kit
1.3.2.08.01.11.205 | Micro Continuous Flow Analyzer
1.3.2.08.01.11.206 | Micro Hammer Mil Culiati
1.3.2.08.01.11.207 | Rotary Evaporator
1.3.2.08.01.12 | ALATLABORATORIUM MICROBIOLOGI
1.3.2.08.01.12.001 | Autocleve
1.3.2.08.01.12.002 | Oven/Hot Air Sterilizer
1.3.2.08.01.12.003 | Pipette Washer
1.3.2.08.01.12.004 | Pipette Dryer
1.3.2.08.01.12.005 | Santrifuge Biasa
1.3.2.08.01.12.006 | Binoculer Microscope (Alat Laboratorium Microbiologi)
1.3.2.08.01.12.007 | Sentrifuge Untuk Microplate
1.3.2.08.01.12.008 | Stereo Microscope (Alat Laboratorium Microbiologi)
1.3.2.08.01.12.009 | Fluricent Microscope
1.3.2.08.01.12.010 | Magnetic Stirer & Rod With Hot Plate
1.3.2.08.01.12.011 | Balance Electric
1.3.2.08.01.12.012 | Aquadestilator
1.3.2.08.01.12.013 | Demineralizer (Alat Laboratorium Microbiologi)
1.3.2.08.01.12.014 | Millipore Filter
1.3.2.08.01.12.015 | Microtiter Kit
1.3.2.08.01.12.016 | Pinn Filter
1.3.2.08.01.12.017 | Pipette Filter
1.3.2.08.01.12.018 | Propipette
1.3.2.08.01.12.019 | Pipette Container
1.3.2.08.01.12.020 | Tube Container
1.3.2.08.01.12.021 | Wire Basket
1.3.2.08.01.12.022 | Discard Pan
1.3.2.08.01.12.023 | Boolling Pan
1.3.2.08.01.12.024 | Stabilizer
1.3.2.08.01.12.025 | Freezer 70 Derajat C Centrifuge With Accesories
1.3.2.08.01.12.026 | Retrigerated
1.3.2.08.01.12.027 | Analytic Balancer
1.3.2.08.01.12.028 | Bursen Burner
1.3.2.08.01.12.029 | Anerobic Jar
1.3.2.08.01.12.030 | Ice Crusher
1.3.2.08.01.12.031 | Pipette Jar Container
1.3.2.08.01.12.032 | Inculating Supplies
1.3.2.08.01.12.033 | Silicagel Desicator
1.3.2.08.01.12.034 | Peristalitic Pump
1.3.2.08.01.12.035 | Tube For Centrifuge
1.3.2.08.01.12.036 | Caps For Centrifuge Tube
1.3.2.08.01.12.037 | RES
1.3.2.08.01.12.038 | Test Tube Mixer
1.3.2.08.01.12.039 | Krucut In Hoff
1.3.2.08.01.12.040 | Rotator Shaker (Alat Laboratorium Microbiologi)
1.3.2.08.01.12.041 | Microscope Monocular
1.3.2.08.01.12.042 | Microscope Binocular
1.3.2.08.01.12.043 | Photo Microscope
1.3.2.08.01.12.044 | Atomic Absorption Spectro
1.3.2.08.01.12.045 | Tl Chromatograph
1.3.2.08.01.12.046 | Electrogravimetri
1.3.2.08.01.12.047 | Chromatography Injection
1.3.2.08.01.12.048 | Device (Alat Laboratorium Microbiologi)
1.3.2.08.01.12.049 | Tissue Processor Unit
1.3.2.08.01.12.050 | Microtome Unit
1.3.2.08.01.12.051 | Analitical Balance (Alat Laboratorium Microbiologi)
1.3.2.08.01.12.052 | Precisions Balance
1.3.2.08.01.12.053 | Washing Instrument (Alat Laboratorium Microbiologi)
1.3.2.08.01.12.054 | Microscope Fluoronsence
1.3.2.08.01.12.055 | Microscope Phase Contrast Light Field
1.3.2.08.01.12.056 | Microscope Phase Contrast Dark Field
1.3.2.08.01.12.057 | Microtitation Plate Incubator
1.3.2.08.01.12.058 | Automatic Micro Plate Laser
1.3.2.08.01.12.059 | Petri Dish
1.3.2.08.01.12.060 | Loop Sterilizer
1.3.2.08.01.12.061 | Reader Petri Dishas
1.3.2.08.01.12.062 | Reader Antibiotic
1.3.2.08.01.12.063 | French Pressure Cell & Laboratory Press Motor Driven Laboratory
1.3.2.08.01.12.064 | Standard French Presure Cell 35 M1 Capasity, Presure Up To 40.00
1.3.2.08.01.12.065 | Miniature French Presure Cell 3,7 M1 Capasity, Presure Up To 20.
1.3.2.08.01.12.066 | Tissue Homogenizer
1.3.2.08.01.12.067 | Hematology Analyzer (Blood Cell Counter)
1.3.2.08.01.12.068 | Sub Marine Gel System
1.3.2.08.01.12.069 | Microcentrifuge
1.3.2.08.01.12.070 | Stiring Hot Plat
1.3.2.08.01.12.071 | Micro Pippettes
1.3.2.08.01.12.072 | Electromagnetic Current Meter
1.3.2.08.01.12.073 | Electronic Current Meter
1.3.2.08.01.12.074 | Vector Aritmatic
1.3.2.08.01.12.075 | Sandy Surface Meter
1.3.2.08.01.12.076 | Wave Height Meter
1.3.2.08.01.12.077 | Digital Storage Oscilloscope
1.3.2.08.01.12.078 | Detector
1.3.2.08.01.12.079 | Pressure Transacer
1.3.2.08.01.12.080 | Microscope Tringular
1.3.2.08.01.12.081 | Helium Liquifier
1.3.2.08.01.12.082 | Vacuum Manifold
1.3.2.08.01.12.083 | Dispensing Pump
1.3.2.08.01.12.084 | DNA Analyzer
1.3.2.08.01.13 | ALAT LABORATORIUM KIMIA
1.3.2.08.01.13.001 | Analytical Balance Electric
1.3.2.08.01.13.002 | Analytical Balance Non Electric
1.3.2.08.01.13.003 | Balance Trip
1.3.2.08.01.13.004 | Balance Gram
1.3.2.08.01.13.005 | Balance Miligram
1.3.2.08.01.13.006 | Balance Kodek/Kilogram
1.3.2.08.01.13.007 | Fotometer
1.3.2.08.01.13.008 | Flame Fotometer
1.3.2.08.01.13.009 | Mercury Analyzer (Alat Laboratorium Kimia)
1.3.2.08.01.13.010 | Automatic Adsorption Spectrofotometer
1.3.2.08.01.13.011 | Turbidimeter (Alat Laboratorium Kimia)
1.3.2.08.01.13.012 | Conductometer
1.3.2.08.01.13.013 | Khromatographi Kertas
1.3.2.08.01.13.014 | Khromatographi Tabung
1.3.2.08.01.13.015 | Khromatographi Lapisan Tipis(TLG)
1.3.2.08.01.13.016 | Khromatograhi Gas Cair (GLS)-GC
1.3.2.08.01.13.017 | Tintometer Kid
1.3.2.08.01.13.018 | Comparator
1.3.2.08.01.13.019 | Desicator
1.3.2.08.01.13.020 | Sohxlet
1.3.2.08.01.13.021 | Thiel Apparatus
1.3.2.08.01.13.022 | Buret/ Peralatan Titrasi
1.3.2.08.01.13.023 | Deep Freezer (Alat Laboratorium Kimia)
1.3.2.08.01.13.024 | Kyldahl Apparatus
1.3.2.08.01.13.025 | U.V. Lamp (Alat Laboratorium Kimia)
1.3.2.08.01.13.026 | Seperate Funnel
1.3.2.08.01.13.027 | Nephelmeter
1.3.2.08.01.13.028 | Destilator (Alat Laboratorium Kimia)
1.3.2.08.01.13.029 | High Performance Liquid Diromatography (HPLG)
1.3.2.08.01.13.030 | Aqua Bidest Apparatus
1.3.2.08.01.13.031 | Aquadest Apparatus
1.3.2.08.01.13.032 | Electrophorese
1.3.2.08.01.13.033 | Diyer
1.3.2.08.01.13.034 | Hot Plate (Alat Laboratorium Kimia)
1.3.2.08.01.13.035 | Micro Burret
1.3.2.08.01.13.036 | Tabung Nessler Pembanding Wama
1.3.2.08.01.13.037 | Chromato Jar
1.3.2.08.01.13.038 | Chromatography Oven
1.3.2.08.01.13.039 | Chromatogram Developping Apparatus/Chambler
1.3.2.08.01.13.040 | TLC Reagent Sprayer
1.3.2.08.01.13.041 | TLC Drying Rachs
1.3.2.08.01.13.042 | Aqua Analyzer
1.3.2.08.01.13.043 | Netrogin Analyzer
1.3.2.08.01.13.044 | Preasure Sterilizer
1.3.2.08.01.13.045 | Melt Indexer (Alat Laboratorium Kimia)
1.3.2.08.01.13.046 | Westover Type Frioctono Meter
1.3.2.08.01.13.047 | Brannock
1.3.2.08.01.13.048 | Water Distilation Apparatus (Alat Laboratorium Kimia)
1.3.2.08.01.13.049 | ENTKAS
1.3.2.08.01.13.050 | Homogin Mixer
1.3.2.08.01.13.051 | Dry Blending
1.3.2.08.01.13.052 | Experimental Tanning Drum
1.3.2.08.01.13.053 | Hide Prosessor
1.3.2.08.01.13.054 | Tannox Drum.
1.3.2.08.01.13.055 | Plat Aluminium Untuk Out Set
1.3.2.08.01.13.056 | Alat Untuk Mensol Fenasi Minyak Pelumas
1.3.2.08.01.13.057 | Spec Tonic
1.3.2.08.01.13.058 | SPI Flame Ability (Alat Laboratorium Kimia)
1.3.2.08.01.13.059 | Infrared Spectro Foto Meter
1.3.2.08.01.13.060 | Laboratory Spry Dryer
1.3.2.08.01.13.061 | Lacto Meter
1.3.2.08.01.13.062 | Filtration System
1.3.2.08.01.13.063 | Water Distiling
1.3.2.08.01.13.064 | Aqua Meter/Titrator
1.3.2.08.01.13.065 | Road Coater
1.3.2.08.01.13.066 | Alat Pemisah Buih (Foam Seperator)
1.3.2.08.01.13.067 | Mini Mil Computerized Laboratory Digester
1.3.2.08.01.13.068 | Peralatan Chlorine Injector
1.3.2.08.01.13.069 | Alat Pembuat Pelet
1.3.2.08.01.13.070 | Peralatan Pencampur Kompos & Bio Stabilizer
1.3.2.08.01.13.071 | Gas Orsat Apparatus
1.3.2.08.01.13.072 | Reaktor Anaerobic
1.3.2.08.01.13.073 | Alat Ultra Filtrasi
1.3.2.08.01.13.074 | Kjeltec Auto System II
1.3.2.08.01.13.075 | Melting Point Apparatus Thermolyn
1.3.2.08.01.13.076 | Portable Oil Counter Meter
1.3.2.08.01.13.077 | Soxtec System (TECATOR)
1.3.2.08.01.13.078 | Salinity Conductivity/Temperaturemeter/STC
1.3.2.08.01.13.079 | TITRATOR
1.3.2.08.01.13.080 | Wild Zoom Stereo Microscope
1.3.2.08.01.13.081 | TV Monitor
1.3.2.08.01.13.082 | Hydrolic Lab Press
1.3.2.08.01.13.083 | Mini Pump Air Sample Flow Meter
1.3.2.08.01.13.084 | Air Sampler (Alat Laboratorium Kimia)
1.3.2.08.01.13.085 | Multi Purpose
1.3.2.08.01.13.086 | Freenes Tester
1.3.2.08.01.13.087 | Spineret
1.3.2.08.01.13.088 | Ink Huber Tester
1.3.2.08.01.13.089 | Hydropulper
1.3.2.08.01.13.090 | Niagara Beater
1.3.2.08.01.13.091 | Oil Peneration Tester
1.3.2.08.01.13.092 | HCL Burner
1.3.2.08.01.13.093 | Packing Test
1.3.2.08.01.13.094 | Concora Unit
1.3.2.08.01.13.095 | Hygrometer Ruang Round
1.3.2.08.01.13.096 | Phase Conterase
1.3.2.08.01.13.097 | Hydrolic Pump
1.3.2.08.01.13.098 | Electrophoresis (Alat Laboratorium Kimia)
1.3.2.08.01.13.099 | Densitometer For Protein
1.3.2.08.01.13.100 | Chloridemeter
1.3.2.08.01.13.101 | Blood Cell Counter
1.3.2.08.01.13.102 | Blood Gas Analyzer (Alat Laboratorium Kimia)
1.3.2.08.01.13.103 | Coagulation Timer (Alat Laboratorium Kimia)
1.3.2.08.01.13.104 | Micro Hematocrite Centrifuge
1.3.2.08.01.13.105 | Hemaglobine Photometer
1.3.2.08.01.13.106 | Iso Enzym Electrophoresis
1.3.2.08.01.13.107 | Imono Electrophoresis
1.3.2.08.01.13.108 | Imono Chemistry
1.3.2.08.01.13.109 | Ph Blood Gas Analyzer
1.3.2.08.01.13.110 | Water Destillator
1.3.2.08.01.13.111 | Precicion Balance
1.3.2.08.01.13.112 | Washing Instrument (Alat Laboratorium Kimia)
1.3.2.08.01.13.113 | Blood Chemistry Analysis
1.3.2.08.01.13.114 | Trombelastograph
1.3.2.08.01.13.115 | Monitor For Diro Matograph
1.3.2.08.01.13.116 | Tangki Liquid Nitrogen
1.3.2.08.01.13.117 | Pengukur Dissolution
1.3.2.08.01.13.118 | Detection (Alat Uni Katalis dan Bio katalis)
1.3.2.08.01.13.119 | Pengukur Penguapan
1.3.2.08.01.13.120 | Automatic Thin-Layer Chromatography (TLC) Sampler
1.3.2.08.01.13.121 | Atomic Absorption Spectofotometer
1.3.2.08.01.14 | ALATLABORATORIUM PATOLOGI
1.3.2.08.01.14.001 | Electrophoresis System
1.3.2.08.01.14.002 | Gas Liquid Chromatography Apparatus
1.3.2.08.01.14.003 | Thin Layer Chromatography Apparatus
1.3.2.08.01.14.004 | Freezer (Alat Laboratorium Patologi)
1.3.2.08.01.14.005 | Blood Bank Refrigerator (Alat Laboratorium Patologi)
1.3.2.08.01.14.006 | Refrigerator Centrifuge
1.3.2.08.01.14.007 | Refrigerator Bath
1.3.2.08.01.14.008 | Centrifuge Hematocrit
1.3.2.08.01.14.009 | Calcium Analyzer
1.3.2.08.01.14.010 | Glucosa Analyzer
1.3.2.08.01.14.011 | Hematology Analyzer
1.3.2.08.01.14.012 | Clorida Meter
1.3.2.08.01.14.013 | Blood Bank Incubator
1.3.2.08.01.14.014 | Microscope Monoculair
1.3.2.08.01.14.015 | Microscope Binoculair
1.3.2.08.01.14.016 | Automatic Tissue Processor (Alat Laboratorium Patologi)
1.3.2.08.01.14.017 | Automatic Microtome Knife Sharpener
1.3.2.08.01.14.018 | Automatic Slide Staining Machine
1.3.2.08.01.14.019 | Automatic Tissue Embedding Appatarus
1.3.2.08.01.14.020 | Cryout Microtoma
1.3.2.08.01.14.021 | Microslide Warmer
1.3.2.08.01.14.022 | Slide Warmer
1.3.2.08.01.14.023 | Flotation Bath
1.3.2.08.01.14.024 | Rotator
1.3.2.08.01.14.025 | Shaker (Alat Laboratorium Patologi)
1.3.2.08.01.14.026 | Plasma Extrator
1.3.2.08.01.14.027 | Prothrombin Timer
1.3.2.08.01.14.028 | Coagulation Meter
1.3.2.08.01.14.029 | Platelet Mixer
1.3.2.08.01.14.030 | Blood Pipet Shaker
1.3.2.08.01.14.031 | Billirubinometer
1.3.2.08.01.14.032 | Automatic Dispencer
1.3.2.08.01.14.033 | Automatic Dilluter Complete
1.3.2.08.01.14.034 | Automatic Pipet Set
1.3.2.08.01.14.035 | Magnetic Stirer (Alat Laboratorium Patologi)
1.3.2.08.01.14.036 | Hemathologi
1.3.2.08.01.14.037 | Hematology Staining Set
1.3.2.08.01.14.038 | Rh Typing Box
1.3.2.08.01.14.039 | B.U.N. Analyzer
1.3.2.08.01.14.040 | Enzim Analyzer
1.3.2.08.01.14.041 | Microgasometer
1.3.2.08.01.14.042 | Heating Bloet /Test Tube Heaters
1.3.2.08.01.15 | ALAT LABORATORIUM IMMUNOLOGI
1.3.2.08.01.15.001 | Autosil (Double Distiled And Demineralized)
1.3.2.08.01.15.002 | Centrifuge Electric
1.3.2.08.01.15.003 | Cryostat Microtome
1.3.2.08.01.15.004 | Dry Heat Oven Electrophoresis Kit, Consist Of
1.3.2.08.01.15.005 | Electrophoresis Chamber
1.3.2.08.01.15.006 | Power Supply (Alat Laboratorium Immunologi)
1.3.2.08.01.15.007 | Sample Aplicator
1.3.2.08.01.15.008 | Electrophoresis Market
1.3.2.08.01.15.009 | Staining Trays
1.3.2.08.01.15.010 | Absorbant Pads And Trips
1.3.2.08.01.15.011 | Non Serrated Forceps
1.3.2.08.01.15.012 | Capillary Tubes
1.3.2.08.01.15.013 | Freezer - 30Derajat Celcius
1.3.2.08.01.15.014 | Immunodiffusion System
1.3.2.08.01.15.015 | Immunodiffusion Puch Set
1.3.2.08.01.15.016 | Consist Of
1.3.2.08.01.15.017 | Punch
1.3.2.08.01.15.018 | Holder
1.3.2.08.01.15.019 | Dye Set And 2,5mm Wrech
1.3.2.08.01.15.020 | Immuno Frames
1.3.2.08.01.15.021 | Immune Frame Holder
1.3.2.08.01.15.022 | Immuno Leveling Table Set
1.3.2.08.01.15.023 | Stainless Steel Tongs
1.3.2.08.01.15.024 | Suction Needless (2,6mm dia)
1.3.2.08.01.15.025 | Staining And Rising Tanks
1.3.2.08.01.15.026 | Magnetic Stirles & Bars
1.3.2.08.01.15.027 | Measuring Magnifier
1.3.2.08.01.15.028 | Micromixer
1.3.2.08.01.15.029 | Measuring Magnifier Microtiterkit
1.3.2.08.01.15.030 | Titration Plates U Wells
1.3.2.08.01.15.031 | Titration Plates V Wells
1.3.2.08.01.15.032 | Sealing Tape 72 yl, 50ul
1.3.2.08.01.15.033 | Tape Dispencer
1.3.2.08.01.15.034 | Support Plates
1.3.2.08.01.15.035 | Filter Cartigges
1.3.2.08.01.15.036 | Suction Bulb
1.3.2.08.01.15.037 | Microdituter 25ul, 50ul
1.3.2.08.01.15.038 | Deliveri Tester25 ul
1.3.2.08.01.15.039 | Stand, Diluter/Pipet
1.3.2.08.01.15.040 | Rack, Diluter/Pipet
1.3.2.08.01.15.041 | Carrying Case
1.3.2.08.01.15.042 | Test Reading Mirror
1.3.2.08.01.15.043 | Centrifuge Carries
1.3.2.08.01.15.044 | Carrying/Storage Case
1.3.2.08.01.15.045 | Shaking Waterbath
1.3.2.08.01.15.046 | Staining Jar
1.3.2.08.01.15.047 | Waterbath With Thermostat
1.3.2.08.01.15.048 | Viewer (Alat Laboratorium Immunologi)
1.3.2.08.01.15.049 | Voltmeter
1.3.2.08.01.15.050 | Reagent Aplication Device (Micro And Linier Stripper)
1.3.2.08.01.15.051 | Stripping Cutting Device
1.3.2.08.01.15.052 | Laminating Module With 4 Reels
1.3.2.08.01.15.053 | Staining Set
1.3.2.08.01.16 | ALAT LABORATORIUM HEMATOLOGI
1.3.2.08.01.16.001 | Albuminometer
1.3.2.08.01.16.002 | Bunsen Burner & Kelengkapannya
1.3.2.08.01.16.003 | Differential Cell Counter
1.3.2.08.01.16.004 | Haemocytometer
1.3.2.08.01.16.005 | Mikroskop Monokuler
1.3.2.08.01.16.006 | Mikroskop Binokuler
1.3.2.08.01.16.007 | Dispeneer Adjustable
1.3.2.08.01.16.008 | Sentrifus Elektrik
1.3.2.08.01.16.009 | Sentrifus Hematokrit
1.3.2.08.01.16.010 | Timer (Alat Laboratorium Hematologi)
1.3.2.08.01.16.011 | Urinometer (Alat Laboratorium Hematologi)
1.3.2.08.01.16.012 | Water Distilation Apparatus (Alat Laboratorium Hematologi)
1.3.2.08.01.16.013 | Washer And Dryer,Pipet
1.3.2.08.01.16.014 | Westergren Apparatus
1.3.2.08.01.16.015 | Tips Pipet Sesuai Ukuran
1.3.2.08.01.17 | ALAT LABORATORIUM FILM
1.3.2.08.01.17.001 | Mesin Cuci B.W Negatif
1.3.2.08.01.17.002 | Mesin Cuci B.W Positif
1.3.2.08.01.17.003 | Mesin Cuci Color ECA
1.3.2.08.01.17.004 | Mesin Cuci Color ECP
1.3.2.08.01.17.005 | Mesin Cuci Color CRI
1.3.2.08.01.17.006 | Mesin Cetak Color
1.3.2.08.01.17.007 | Mesin Vidio Color Analyzer
1.3.2.08.01.17.008 | Mesin Spesial Optical Effek Printer
1.3.2.08.01.17.009 | Chemical Analisa
1.3.2.08.01.17.010 | Fotografic Analisa
1.3.2.08.01.17.011 | Chemical Mixing
1.3.2.08.01.17.012 | Ultrasonic Cleaner (Alat Laboratorium Film)
1.3.2.08.01.17.013 | Destilasi
1.3.2.08.01.17.014 | Analistic Balance
1.3.2.08.01.17.015 | Lemari Asam
1.3.2.08.01.17.016 | B.D. Meter
1.3.2.08.01.17.017 | Tensitometer
1.3.2.08.01.17.018 | Alat Pemanas
1.3.2.08.01.17.019 | Motor Mixer
1.3.2.08.01.17.020 | Tangki Meter
1.3.2.08.01.17.021 | Silver Recovery
1.3.2.08.01.17.022 | Mesin Scanning
1.3.2.08.01.17.023 | Video Printer
1.3.2.08.01.17.024 | PC-Based UV Gel Documentation System
1.3.2.08.01.17.025 | Phospor Image
1.3.2.08.01.17.026 | Tranmision Electon Microscope
1.3.2.08.01.18 | ALAT LABORATORIUM MAKANAN
1.3.2.08.01.18.001 | Gilingan Mile
1.3.2.08.01.18.002 | Wajan Teflon
1.3.2.08.01.18.003 | Kompor LPG
1.3.2.08.01.18.004 | Alat Pembuat Mie
1.3.2.08.01.18.005 | Timbangan Kue
1.3.2.08.01.18.006 | Slicer
1.3.2.08.01.18.007 | Colony Counter (Alat Laboratorium Makanan)
1.3.2.08.01.18.008 | Rotary Evaporator (Alat Laboratorium Makanan)
1.3.2.08.01.18.009 | Protein Analyzer
1.3.2.08.01.18.010 | Kompor Gas (Alat Laboratorium Makanan)
1.3.2.08.01.18.011 | Cooler (Alat Laboratorium Makanan)
1.3.2.08.01.18.012 | Penghalus Es
1.3.2.08.01.18.013 | Thermos Es
1.3.2.08.01.18.014 | Cooking Range
1.3.2.08.01.18.015 | Frying Pan
1.3.2.08.01.18.016 | Boiling Pan
1.3.2.08.01.18.017 | Cold Storage (Alat Laboratorium Makanan)
1.3.2.08.01.18.018 | Ice Maker (Alat Laboratorium Makanan)
1.3.2.08.01.18.019 | Rice Cooker (Alat Laboratorium Makanan)
1.3.2.08.01.18.020 | Rice Washer
1.3.2.08.01.18.021 | Food Processor
1.3.2.08.01.18.022 | Food Trolley
1.3.2.08.01.18.023 | Scale (Alat Laboratorium Makanan)
1.3.2.08.01.18.024 | Work Bench [Alat Laboratorium Makanan)
1.3.2.08.01.18.025 | Kompor Minyak Tanah
1.3.2.08.01.18.026 | Meja Kerja Stainless
1.3.2.08.01.18.027 | Alat Pelecet Kedelai
1.3.2.08.01.18.028 | Alat Pembuat Keripik
1.3.2.08.01.18.029 | Alat Pembuat Coklat
1.3.2.08.01.18.030 | Alat Penjernih Air
1.3.2.08.01.18.031 | Loyang Susun
1.3.2.08.01.18.032 | Alat Perajang Kerupuk
1.3.2.08.01.18.033 | Alat Penggiling Tahu
1.3.2.08.01.18.034 | Chopper
1.3.2.08.01.18.035 | Alat Penutup Botol
1.3.2.08.01.18.036 | Alat Penyangray Kopi
1.3.2.08.01.18.037 | Alat Kukus
1.3.2.08.01.18.038 | Alat Pembuka Sabut Kelapa
1.3.2.08.01.18.039 | Alat Perajang Pisang
1.3.2.08.01.18.040 | Alat Pencuci Botol
1.3.2.08.01.18.041 | Tangki Penyimpan
1.3.2.08.01.18.042 | Tempering
1.3.2.08.01.19 | ALAT LABORATORIUM FARMASI
1.3.2.08.01.19.001 | Analytical Balance (Alat Laboratorium Farmasi)
1.3.2.08.01.19.002 | Micro Analytical Balance
1.3.2.08.01.19.003 | Top Loading Balance (Alat Laboratorium Farmasi)
1.3.2.08.01.19.004 | Water Distilling Apparatus
1.3.2.08.01.19.005 | Tablet Press Machine
1.3.2.08.01.19.006 | Strip Packing Machine
1.3.2.08.01.19.007 | Viscometer (Alat Laboratorium Farmasi)
1.3.2.08.01.19.008 | UV Sterilizer
1.3.2.08.01.19.009 | Pengukur Kekerasan Tablet
1.3.2.08.01.19.010 | Mesin Campur Bubuk
1.3.2.08.01.19.011 | Mesin Campur Emulsi
1.3.2.08.01.19.012 | Mesin Pengahalus Salep
1.3.2.08.01.19.013 | Mesin Pengisi Salep
1.3.2.08.01.19.014 | Mesin Pengisi Cairan
1.3.2.08.01.19.015 | Disintegrator
1.3.2.08.01.19.016 | Friability Tester
1.3.2.08.01.19.017 | Mesin Penutup Botol
1.3.2.08.01.19.018 | Mesin Penuyalut / Coating
1.3.2.08.01.19.019 | Deduster tablet
1.3.2.08.01.19.020 | Mesin Pencuci Wadah / Botol
1.3.2.08.01.19.021 | Mesin Pencampur Salep
1.3.2.08.01.19.022 | Lemari Pengering Botol
1.3.2.08.01.19.023 | Mesin Penghitung Tablet
1.3.2.08.01.19.024 | Mesin Film Coating
1.3.2.08.01.19.025 | Mesin Pembersih Kapsul
1.3.2.08.01.19.026 | Mesin Pengisi Bubuk
1.3.2.08.01.19.027 | Mesin Pengisi dan Penutup Ampul
1.3.2.08.01.19.028 | Mesin Penutup Vial
1.3.2.08.01.19.029 | Mesin Pencampur Cairan
1.3.2.08.01.19.030 | Mesin Pencampur Suspens
1.3.2.08.01.19.031 | Mortars & Pastle
1.3.2.08.01.19.032 | Counter Balance
1.3.2.08.01.19.033 | Dial Balance
1.3.2.08.01.19.034 | Anastistic Balance
1.3.2.08.01.19.035 | Seives All Sizes
1.3.2.08.01.19.036 | Medicine Can
1.3.2.08.01.19.037 | Medicine Spoon Steinless
1.3.2.08.01.19.038 | Medicine Spoon Horfr
1.3.2.08.01.19.039 | Spoon Set
1.3.2.08.01.19.040 | Wrapping Machine
1.3.2.08.01.19.041 | Medice Bottle
1.3.2.08.01.19.042 | Liquid Medicine Bottle
1.3.2.08.01.19.043 | Steril Bottle Witt, Cup
1.3.2.08.01.19.044 | Droping Bottle
1.3.2.08.01.19.045 | Graduated Cylinder
1.3.2.08.01.19.046 | Presceription Botle
1.3.2.08.01.19.047 | Medicine Cup
1.3.2.08.01.19.048 | Spatula
1.3.2.08.01.19.049 | Ointment Plate
1.3.2.08.01.19.050 | Paste Pot
1.3.2.08.01.19.051 | Ointment Can
1.3.2.08.01.19.052 | Ointment Pan
1.3.2.08.01.19.053 | Ointment Jar
1.3.2.08.01.19.054 | Bottle Washer
1.3.2.08.01.19.055 | Rotary Bottle Rack
1.3.2.08.01.19.056 | Lig Medis Bottle Rak
1.3.2.08.01.19.057 | Capsule Filling Machine
1.3.2.08.01.19.058 | Presciption Counter
1.3.2.08.01.19.059 | Capsule Container
1.3.2.08.01.19.060 | Power Mixer
1.3.2.08.01.19.061 | Stirer
1.3.2.08.01.19.062 | Tablet Machine
1.3.2.08.01.19.063 | Pump Fiter
1.3.2.08.01.48 | ALATLABORATORIUMBIOLOGI
1.3.2.08.01.48.001 | N2 Distalation Unit
1.3.2.08.01.48.002 | Ultra Data System
1.3.2.08.01.48.003 | Tromol Herbarium
1.3.2.08.01.48.004 | Aquarium (Alat Laboratorium Biologi)
1.3.2.08.01.48.005 | Alat Perangkap Binatang
1.3.2.08.01.48.006 | Alat Perekat Alumunium Foil
1.3.2.08.01.48.007 | Counting Cel
1.3.2.08.01.48.008 | Emulsifier
1.3.2.08.01.48.009 | Licht Back
1.3.2.08.01.48.010 | Area Meter
1.3.2.08.01.48.011 | Automatic Absor Spection
1.3.2.08.01.48.012 | Desaltor
1.3.2.08.01.48.013 | Automatic Area Meter
1.3.2.08.01.55 | LABORATORIUM HEMATOLOGI DAN URINALISIS
1.3.2.08.01.55.001 | Centrifuge Heamatocrite
1.3.2.08.01.55.002 | Haemocitometer
1.3.2.08.01.55.003 | Prothombin Meter
1.3.2.08.01.55.004 | Heamtology Analyzer
1.3.2.08.01.55.005 | Chemistry Analyzer
1.3.2.08.01.55.006 | Coagulation Timer (Laboratorium Hematologi & Urinalisis)
1.3.2.08.01.55.007 | Laboratory Refrigerator
1.3.2.08.01.55.008 | Rotator Shaker (Laboratorium Hematologi & Urinalisis)
1.3.2.08.01.55.009 | Hb.Meter
1.3.2.08.01.55.010 | Washing instrument(Laboratorium Hematologi & Urinalisis)
1.3.2.08.01.55.011 | Dry Sterilizer
1.3.2.08.01.55.012 | Cystology Centrifuge
1.3.2.08.01.55.013 | Steam Sterilizer (Laboratorium Hematologi & Urinalisis)
1.3.2.08.01.55.014 | Ultrasonic Cleaner (Laboratorium Hematologi & Urinalisis)
1.3.2.08.01.55.015 | Micro Plate Reader
1.3.2.08.01.55.016 | Outomatic Microplate Laser
1.3.2.08.01.55.017 | Osmometer (Laboratorium Hematologi & Urinalisis)
1.3.2.08.01.55.018 | Altifity Water Meter
1.3.2.08.01.55.019 | Oxigenmeter
1.3.2.08.01.55.020 | Alat Reasifikasi
1.3.2.08.01.55.021 | Sample Consetrator
1.3.2.08.01.55.022 | Alat Detruksi
1.3.2.08.01.55.023 | Universal Noister Tesater
1.3.2.08.01.55.024 | Grinder Ciclotek
1.3.2.08.01.55.025 | Handy Aspirator
1.3.2.08.01.55.026 | Tabung Centrifugal
1.3.2.08.01.55.027 | Kolom Fraksinasi
1.3.2.08.01.55.028 | Detector HPLC
1.3.2.08.01.55.029 | Electric Counter Fryer
1.3.2.08.01.55.030 | Testtoterm
1.3.2.08.01.55.031 | Conmotector
1.3.2.08.01.55.032 | Hallow Cathode Lamp
1.3.2.08.01.55.033 | Destilasi Bertingkat
1.3.2.08.01.55.034 | Heating Mantle
1.3.2.08.01.55.035 | Anak Timbangan
1.3.2.08.01.55.036 | Wastle Water Terster
1.3.2.08.01.55.037 | Alat Kalibrasi Thermometer
1.3.2.08.01.55.038 | Cawan Kwarsa
1.3.2.08.01.55.039 | Scuber Unit
1.3.2.08.01.56 | ALAT LABORATORIUM LAIN
1.3.2.08.01.56.001 | Electrostatic Tester
1.3.2.08.01.56.002 | Seiz Filter Lengkap Dengan Vacum Pump Dan Blender
1.3.2.08.01.56.003 | L And W Billerud
1.3.2.08.01.56.004 | Multi Glass Meter
1.3.2.08.01.56.005 | Instron Bend Flucture
1.3.2.08.01.56.006 | Electro Analysis Apparatus
1.3.2.08.01.56.007 | Mesin Penghilang Tinta
1.3.2.08.01.56.008 | Alat Pengolah Lumpur Aktif
1.3.2.08.01.56.009 | Pola Pemotong Karton Dari Stainless Steel
1.3.2.08.01.56.010 | Alat Pengukur Massa Jenis
1.3.2.08.01.56.011 | Alat Uji Kuat Lentur
1.3.2.08.01.56.012 | Alat Tangki Pengapungan
1.3.2.08.01.56.013 | Alat Pengukur Kadar Air Dengan Electrode
1.3.2.08.01.56.014 | Alat Pengolah Lumpur Hasil Pengolahan Limbah (Dewa Tearing)
1.3.2.08.01.56.015 | Alat Uji Koefisien Gesek Kertas
1.3.2.08.01.56.016 | Instron Bending Tester Attachment
1.3.2.08.01.56.017 | Alat Pengolah Air Limbah
1.3.2.08.01.56.018 | Handy Pump
1.3.2.08.01.56.019 | Bendseen Smoothness And Porosity Tester
1.3.2.08.01.56.020 | Funce And Die Cutter
1.3.2.08.01.56.021 | Beach Funcure Tester
1.3.2.08.01.56.022 | William Standard Sheet (TMI)
1.3.2.08.01.56.023 | Directional Pendulum
1.3.2.08.01.56.024 | Extractrion Heater
1.3.2.08.01.56.025 | Colony Counter & Automatic Tally
1.3.2.08.01.56.026 | IGT Tester
1.3.2.08.01.56.027 | Digital Pocket Oxygen Meter
1.3.2.08.01.56.028 | Desintegrator
1.3.2.08.01.56.029 | Stable Fibre Classifier
1.3.2.08.01.56.030 | Smoothness Tester
1.3.2.08.01.56.031 | Presision Yarn Reel
1.3.2.08.01.56.032 | Perata Ink Pernis
1.3.2.08.01.56.033 | Denso Meter
1.3.2.08.01.56.034 | Expantion Contra Tester
1.3.2.08.01.56.035 | Paper Scale
1.3.2.08.01.56.036 | Tensile Strength Tester For Rayon
1.3.2.08.01.56.037 | Thecness Strengts
1.3.2.08.01.56.038 | Bursting Tester Molen
1.3.2.08.01.56.039 | Alat Press Kertas
1.3.2.08.01.56.040 | PFI Mill
1.3.2.08.01.56.041 | Fibre Clasifier
1.3.2.08.01.56.042 | Refiner(Mesin Giling Pulp)
1.3.2.08.01.56.043 | PAT Attachment Bc Phase Drainage Jar With Thermos Control
1.3.2.08.01.56.044 | Mecanical Compresion Gauge
1.3.2.08.01.56.045 | Peeler Gauge
1.3.2.08.01.56.046 | Methylation Celulosa
1.3.2.08.01.56.047 | Aparatus Dan Stirer
1.3.2.08.01.56.048 | Alat Box Compresion Test
1.3.2.08.01.56.049 | Alat Pembuat Lembaran Kertas
1.3.2.08.01.56.050 | Ultra Filter Cell
1.3.2.08.01.56.051 | Alat Uji Pembentuk Contoh Uji Pulff Pulp
1.3.2.08.01.56.052 | Dreging And Sampling Equipment Complit
1.3.2.08.01.56.053 | Fermentor (Alat Laboratorium Lainnya)
1.3.2.08.01.56.054 | Noise Tester / DB Tester
1.3.2.08.01.56.055 | AAS Attachment For HG Determination And 16 Lamp
1.3.2.08.01.56.056 | Parker Print Siuf Tester (PPS Tester)
1.3.2.08.01.56.057 | Reed Nui Meter Mk II Formtion
1.3.2.08.01.56.058 | Geer Type Drying Coaster
1.3.2.08.01.56.059 | Chip Clasifier
1.3.2.08.01.56.060 | Prototip Pengolahan Air Limbah
1.3.2.08.01.56.061 | Alat Fraksinasi Serat
1.3.2.08.01.56.062 | Coefisient Of Erection Tester
1.3.2.08.01.56.063 | Disseting Set
1.3.2.08.01.56.064 | Dynamic Hand Sheet
1.3.2.08.01.56.065 | Multiflax
1.3.2.08.01.56.066 | Prooper Coater Alt
1.3.2.08.01.56.067 | Flowing Film
1.3.2.08.01.56.068 | Elecyric Stabilizer
1.3.2.08.01.56.069 | Bioflo Fermentor
1.3.2.08.01.56.070 | Set Up
1.3.2.08.01.56.071 | Alat Uji Komperator
1.3.2.08.01.56.072 | Gas Detector
1.3.2.08.01.56.073 | Fibre Clasfier
1.3.2.08.01.56.074 | Alat Uji Permanensi Kertas
1.3.2.08.01.56.075 | Portable Comperasit Sample
1.3.2.08.01.56.076 | Laboratory Sewage Tream Plase
1.3.2.08.01.56.077 | Granulator
1.3.2.08.01.56.078 | New Quart Thermohygroraph
1.3.2.08.01.56.079 | Head Lamp (Alat Laboratorium Lainnya)
1.3.2.08.01.56.080 | Aneroid Barometerjar
1.3.2.08.01.56.081 | Meja Kerja
1.3.2.08.01.56.082 | Screen Pembaras
1.3.2.08.01.56.083 | Thermometer Digital (Alat Laboratorium Lainnya)
1.3.2.08.01.56.084 | Tempat Air Suling
1.3.2.08.01.56.085 | Alat Penyering
1.3.2.08.01.56.086 | Aneroid Jar
1.3.2.08.01.56.087 | Automatic Pipet Dispenser
1.3.2.08.01.56.088 | Exicator
1.3.2.08.01.56.089 | Extraction Heater
1.3.2.08.01.56.090 | Faden Thermometer
1.3.2.08.01.56.091 | Furne Hood
1.3.2.08.01.56.092 | Mental Heater
1.3.2.08.01.56.093 | Mechanic Heater
1.3.2.08.01.56.094 | Neraca Analitis Kalibrator
1.3.2.08.01.56.095 | Standar Masa
1.3.2.08.01.56.096 | Tabung Detruksi
1.3.2.08.01.56.097 | Karl Fiher
1.3.2.08.01.56.098 | Altifity Water Meter
1.3.2.08.01.56.099 | Oxigen Meter
1.3.2.08.01.56.100 | Alat Reasifikasi
1.3.2.08.01.56.101 | Sample Consetrator
1.3.2.08.01.56.102 | Alat Detruksi
1.3.2.08.01.56.103 | Universal Noister Tesater
1.3.2.08.01.56.104 | Grindet Ciclotek
1.3.2.08.01.56.105 | Handy Aspirator
1.3.2.08.01.56.106 | Tabung Centrifugal
1.3.2.08.01.56.107 | Kolcm Fraksinasi
1.3.2.08.01.56.108 | Detector HPLC
1.3.2.08.01.56.109 | Electric Counter Fryer
1.3.2.08.01.56.110 | Testoterm
1.3.2.08.01.56.111 | Cosmotector
1.3.2.08.01.56.112 | Hallow Cathode Lamp
1.3.2.08.01.56.113 | Destilasi Bertngkat
1.3.2.08.01.56.114 | Heating Mantle (Alat Laboratorium Lainnya)
1.3.2.08.01.56.115 | Anak Timbangan
1.3.2.08.01.56.116 | Waste Water Tester
1.3.2.08.01.56.117 | Alat Kalibrasi Thermometer
1.3.2.08.01.56.118 | Cawan Kwarsa
1.3.2.08.01.56.119 | Scuber Unit
1.3.2.08.01.56.120 | HPLC Isocratic System
1.3.2.08.01.56.121 | Logic Probe (Alat Laboratorium Lainnya)
1.3.2.08.01.56.122 | Sero Motor
1.3.2.08.01.56.123 | Sensor Proxinity
1.3.2.08.01.56.124 | handy Digital IC Tester
1.3.2.08.01.56.125 | Rom/Ram Emulator
1.3.2.08.01.56.126 | Hand Held Logic Analyzer
1.3.2.08.01.59 | ALAT LABORATORIUM TEKNOLOGI PROSES ENZYM
1.3.2.08.01.59.001 | TOC Analizer
1.3.2.08.01.59.002 | lonn Selective Electrode
1.3.2.08.01.59.003 | Magnetic Vacuum
1.3.2.08.01.59.004 | Dessicator Vacuum
1.3.2.08.01.59.005 | UV Intensitomotor
1.3.2.08.01.59.006 | Wet Gas Test Meter
1.3.2.08.01.59.007 | Refrigenerator Water Bar Horizontal
1.3.2.08.01.59.008 | Thermocouple
1.3.2.08.01.59.009 | Vibrating Stevos Steam
1.3.2.08.01.59.010 | Sieke Shaker Mesh
1.3.2.08.01.59.011 | Electric Steam Generator
1.3.2.08.01.59.012 | Cool Chamber
1.3.2.08.01.59.013 | Dessicator Cainet
1.3.2.08.01.59.014 | Acrylic
1.3.2.08.02 | UNIT ALAT LABORATORIUM KIMIA NUKLIR
1.3.2.08.02.01 | ANALYTICAL INSTRUMENT
1.3.2.08.02.01.001 | Conduktimeter
1.3.2.08.02.01.002 | Coulometer
1.3.2.08.02.01.003 | Potentiometer
1.3.2.08.02.01.004 | Titralyzer
1.3.2.08.02.01.005 | Lon Analyzer
1.3.2.08.02.01.006 | Karl Fisher Water Tritator
1.3.2.08.02.01.007 | Lectrolytic
1.3.2.08.02.01.008 | C-H-N Analyzer
1.3.2.08.02.01.009 | C-H-0 Analytical Microcombustion Equipment
1.3.2.08.02.01.010 | Merz Automatic N-Analyzer
1.3.2.08.02.01.011 | C&S In Soild Combustion Analyzer
1.3.2.08.02.01.012 | Amino Acid Carbohydrate Analyzer
1.3.2.08.02.01.013 | Electrophoresis Analysis Equipment
1.3.2.08.02.01.014 | Moisture Tester (Analytical Instrument)
1.3.2.08.02.01.015 | Kjeldahi Degestion Block (For N-Deteminator)
1.3.2.08.02.01.016 | Leak Detector (Analytical Instrument)
1.3.2.08.02.01.017 | Ultraviolet Spectrophotometer
1.3.2.08.02.01.018 | Visible Light Spectrophotometer
1.3.2.08.02.01.019 | Infrared Spectrophotometer
1.3.2.08.02.01.020 | Flame Spectrophotometer
1.3.2.08.02.01.021 | Atomic Absorption (Flame) Spectrophotometer
1.3.2.08.02.01.022 | Emmision Spectrophotometer
1.3.2.08.02.01.023 | X-Ray Fluorescence (XRP)
1.3.2.08.02.01.024 | Fluorimeter
1.3.2.08.02.01.025 | Turbidimeter/Nephelometer
1.3.2.08.02.01.026 | Polarimeter/Refractometer
1.3.2.08.02.01.027 | X-Ray Diffractometer
1.3.2.08.02.01.028 | Thermoluminiscence Dosimeter (TLD) Reader
1.3.2.08.02.01.029 | Uranium Ore Analyzer
1.3.2.08.02.01.030 | Amilograph Meter
1.3.2.08.02.01.031 | Mass Spectrometer
1.3.2.08.02.01.032 | Mass Spectrograph
1.3.2.08.02.01.033 | Magnetic Resonance Spectrometer
1.3.2.08.02.01.034 | Melting Point Detemination Apparatus
1.3.2.08.02.01.035 | Thermogravimeter
1.3.2.08.02.01.036 | Differential Thermal Analyzer
1.3.2.08.02.01.037 | Thermo Analyzer
1.3.2.08.02.01.038 | Chromatography Developing Chamber
1.3.2.08.02.01.039 | Thin Layer Chromatography (TLC) Drying Rack/ Desiccarator
1.3.2.08.02.01.040 | Fraction Colector
1.3.2.08.02.01.041 | Gas Chromatograph( GC)
1.3.2.08.02.01.042 | Radio Chromatografic Scaner
1.3.2.08.02.01.043 | Surface Arcameter (BET Method)
1.3.2.08.02.01.044 | Porosimeter/Permeameter
1.3.2.08.02.01.045 | ICPMS (Inductively Complete Plasma Mass Spectrometer)
1.3.2.08.02.01.046 | Kolimator
1.3.2.08.02.01.047 | Shileding
1.3.2.08.02.01.048 | Digital KVP Meter
1.3.2.08.02.01.049 | Digital K-Ray Timer
1.3.2.08.02.01.050 | Digital Mas
1.3.2.08.02.01.051 | Portable Multi Chanel Analisys
1.3.2.08.02.01.052 | Low Energy Survey Meter
1.3.2.08.02.01.053 | Check Source
1.3.2.08.02.01.054 | Personal Dose Meter
1.3.2.08.02.01.055 | Apron Dual Side
1.3.2.08.02.01.056 | Peralatan Pencacah Radiasi (Carrier Insert)
1.3.2.08.02.01.057 | Peralatan Gerusan Keramik
1.3.2.08.02.01.058 | Ratemeter
1.3.2.08.02.01.059 | Scintiliation Monitor For Contamination
1.3.2.08.02.01.060 | Magnifier #7540
1.3.2.08.02.01.061 | Senter Mini Standar Safety
1.3.2.08.02.01.062 | Decontamination Kit
1.3.2.08.02.01.063 | Flexible Waste Water Dam
1.3.2.08.02.01.064 | Decontamination Backpack
1.3.2.08.02.02 | INSTRUMENT PROBE/SENSOR
1.3.2.08.02.02.001 | Generalporpose Giass Thermometer
1.3.2.08.02.02.002 | Dial Reading Thermometer
1.3.2.08.02.02.003 | Procesion Thermometer
1.3.2.08.02.02.004 | Clinical Thermometer (Instrument Probe/sensor)
1.3.2.08.02.02.005 | Maximum-Minimum Thermometer
1.3.2.08.02.02.006 | Resistance Thermometer
1.3.2.08.02.02.007 | Bimetal Thermometer
1.3.2.08.02.02.008 | Temperature Indicator
1.3.2.08.02.02.009 | Ternperatur Recorder
1.3.2.08.02.02.010 | Thermoregulator
1.3.2.08.02.02.011 | Immersion Pyrometer
1.3.2.08.02.02.012 | Spectral- Optical Pyrometer
1.3.2.08.02.02.013 | UV/UV-VIS Radiometer
1.3.2.08.02.02.014 | PH Meter/Indicator And Lon Meter
1.3.2.08.02.02.015 | Ater Puryti Meter (Specific Resistance Meter)
1.3.2.08.02.02.016 | Dissolvel Oxygen Meter(DO)
1.3.2.08.02.02.017 | Biologikal Oxygen Demand Monitor(BOD)
1.3.2.08.02.02.018 | Bourdan Vacuum Gauge
1.3.2.08.02.02.019 | Diaphragm Pressure/Vacuum Gauge
1.3.2.08.02.02.020 | Thermocouple Vacuum Gauge
1.3.2.08.02.02.021 | Incline Tube Manometer
1.3.2.08.02.02.022 | Portable Flectronic Manometer
1.3.2.08.02.02.023 | Pirani High Vacuum Gauge
1.3.2.08.02.02.024 | Vacuummeter
1.3.2.08.02.02.025 | Well Type Manometer
1.3.2.08.02.02.026 | Liquid Column Pressure Indicator
1.3.2.08.02.02.027 | Electrec Element Pressure Indicator
1.3.2.08.02.02.028 | Piezoresistive Pressure Indicator
1.3.2.08.02.02.029 | Piezoelectric Pressure Indicator
1.3.2.08.02.02.030 | Straningases Pressure Indicator
1.3.2.08.02.02.031 | Specific Gravitometer
1.3.2.08.02.02.032 | Whestphalt Balance Densitometer
1.3.2.08.02.02.033 | Chain Balance Densitometer
1.3.2.08.02.02.034 | Densitometer General
1.3.2.08.02.02.035 | Surface Tensometer
1.3.2.08.02.02.036 | Viscometer Viscosimeter
1.3.2.08.02.02.037 | Kinematic Viscosety Bath
1.3.2.08.02.02.038 | Du Nuoy Interfacial Tensiometer
1.3.2.08.02.02.039 | Orsat-Fischer Gas Analyzer
1.3.2.08.02.02.040 | Orsat-Klei Gas Analyzer
1.3.2.08.02.02.041 | Koehler Gas Analyzer
1.3.2.08.02.02.042 | Dust Analyzer
1.3.2.08.02.02.043 | Dust Sampler (Instrument Probe /sensor)
1.3.2.08.02.02.044 | Gasmeter
1.3.2.08.02.02.045 | Anemometer Flowmeter
1.3.2.08.02.02.046 | Venturumeter Flowmeter
1.3.2.08.02.02.047 | Areameter Flowmeter
1.3.2.08.02.02.048 | Onfice Meter Flowmeter
1.3.2.08.02.02.049 | Nozzlemeter Flowmeter
1.3.2.08.02.02.050 | Massmeter Flowmeter
1.3.2.08.02.02.051 | Elbowimeter Flowmeter
1.3.2.08.02.02.052 | Gage Glass Level Indicator
1.3.2.08.02.02.053 | Tape Fioat Gage Level Indicator
1.3.2.08.02.02.054 | Level Shaft Gage Level lndicator
1.3.2.08.02.02.055 | Bubble Tube Level Measumy System
1.3.2.08.02.02.056 | Flash Point Tester
1.3.2.08.02.05 | LABORATORY SAFETY EQUIPMENT
1.3.2.08.02.05.001 | Generator Set (Lab Scale)
1.3.2.08.02.05.002 | Ear (Protecting) Muff
1.3.2.08.02.05.003 | Eye Goggles
1.3.2.08.02.05.004 | Face Shield (From Radiant Heat Spork)
1.3.2.08.02.05.005 | Anti Dust & Toxic Fume Respirator
1.3.2.08.02.05.006 | Eyewash Station
1.3.2.08.02.05.007 | Hot Cell
1.3.2.08.02.05.008 | Lead Glass Window
1.3.2.08.02.05.009 | FPM Target Holder Assembly
1.3.2.08.02.05.010 | WNP Hook
1.3.2.08.02.05.011 | Fire Extinguisher
1.3.2.08.02.05.012 | Fire Extinguisher Carlage
1.3.2.08.02.05.013 | Capsule Handlling Toll & LA
1.3.2.08.02.05.014 | Isotop Stringer
1.3.2.08.02.05.015 | In Pool Holder For Stringer
1.3.2.08.02.05.016 | Fume Alert Napor Detector
1.3.2.08.02.05.017 | Smoke Detecting System & Alarm
1.3.2.08.02.05.018 | Fume/Gas Leak Detector (Laboratory Safety Equipment)
1.3.2.08.02.05.019 | Fission Product Csb.TILIEC
1.3.2.08.02.05.020 | Electronic Controls
1.3.2.08.02.05.021 | Glove Box (Laboratory Safety Equipment)
1.3.2.08.02.05.022 | Fume Hood (Laboratory Safety Equipment)
1.3.2.08.02.05.023 | Acid Hood (Laboratory Safety Equipment)
1.3.2.08.02.05.024 | Special Support Equip (Laboratory Safety Equipment)
1.3.2.08.02.05.025 | Gamma Monitor (Laboratory Safety Equipment)
1.3.2.08.02.05.026 | High Volume Air Sampler
1.3.2.08.04.05 | SYSTEM/POWER SUPPLY
1.3.2.08.04.05.001 | Generator Set(Lab Scale)
1.3.2.08.04.05.002 | Uninterupted Power Supply (UPS)
1.3.2.08.04.05.003 | Single Phase Transformer Step Up/Down
1.3.2.08.04.05.004 | Three Phase Transformer Step Up/Down
1.3.2.08.04.05.005 | Constant Voltage Transformer
1.3.2.08.04.05.006 | Line Voltage Transformer
1.3.2.08.04.05.007 | Sliding Riostats
1.3.2.08.04.05.008 | Cable Drum
1.3.2.08.04.05.009 | Altenator
1.3.2.08.04.05.010 | Helium Liquifler
1.3.2.08.04.05.011 | N2 Dewars + Tabung
1.3.2.08.04.05.012 | Sample Changer
1.3.2.08.04.05.013 | Liquid N2 Productions System
1.3.2.08.04.05.014 | Magnetic Coil
1.3.2.08.04.05.015 | Dry Ice Unit
1.3.2.08.04.05.016 | LN2 Container
1.3.2.08.04.05.017 | Auto Pcb Processor
1.3.2.08.04.05.018 | Airport lightning System
1.3.2.08.04.05.019 | Soldering and Desoldering
1.3.2.08.04.05.020 | Neutron Transmutation Doped liquid
1.3.2.08.04.06 | MEASURING/TESTING DEVICE
1.3.2.08.04.06.001 | Analog Volmeter
1.3.2.08.04.06.002 | Digital Volmeter
1.3.2.08.04.06.003 | Amperemeter
1.3.2.08.04.06.004 | Ohmmeter
1.3.2.08.04.06.005 | Frequency Meter
1.3.2.08.04.06.006 | Multifrequency LCR Meter
1.3.2.08.04.06.007 | LCZ Meter
1.3.2.08.04.06.008 | RF Impedance Analyzer
1.3.2.08.04.06.009 | LF Impedance Analyzer
1.3.2.08.04.06.010 | Vector/Z/Meter
1.3.2.08.04.06.011 | Digital LCR Meter
1.3.2.08.04.06.012 | Meter
1.3.2.08.04.06.013 | High Resistence Meter
1.3.2.08.04.06.014 | Milliohm
1.3.2.08.04.06.015 | Universal Bidge
1.3.2.08.04.06.016 | Semiconductor Parameter Analyzer
1.3.2.08.04.06.017 | Semiconductor Tester
1.3.2.08.04.06.018 | Integrater Ciscuit Tester
1.3.2.08.04.06.019 | AC Ammeter
1.3.2.08.04.06.020 | Tachometer (Measuring/testing Device)
1.3.2.08.04.06.021 | Phase Seguence Indicator
1.3.2.08.04.06.022 | Power Meter
1.3.2.08.04.06.023 | Gauss Meter
1.3.2.08.04.06.024 | Electrometer (Measuring/testing Device)
1.3.2.08.04.06.025 | Gain Phase Meter
1.3.2.08.04.06.026 | Curve Tacer
1.3.2.08.04.06.027 | Differential Volt Meter
1.3.2.08.04.06.028 | Differential Comparator
1.3.2.08.04.06.029 | Cryfob Dewars
1.3.2.08.04.06.030 | Transister Tester
1.3.2.08.04.06.031 | Tube Tester (Measuring/testing Device)
1.3.2.08.04.06.032 | Microsystem Trouble Shooter
1.3.2.08.04.06.033 | DC Calibration Set
1.3.2.08.04.06.034 | AC Calibration Set
1.3.2.08.04.06.035 | Distotion Analyzer
1.3.2.08.04.06.036 | Component Tester
1.3.2.08.04.06.037 | Tranceiver Test Equipment
1.3.2.08.04.06.038 | Vibration Analitis System
1.3.2.08.04.06.039 | Infrared Thermometer
1.3.2.08.04.06.040 | Mobile Spectroscopy Monitoring Radiation
1.3.2.08.04.06.041 | Fixed Spectroscopy Monitoring Radiation
1.3.2.08.04.06.042 | Block Calibration
1.3.2.08.04.06.043 | Portable HPGe Based Radionuclide Identifinder
1.3.2.08.04.06.044 | Cat Phantom
1.3.2.08.04.06.045 | Phantom Computed Tomography Dose Index (CTDI)
1.3.2.08.04.06.046 | Phantom Abdomen
1.3.2.08.04.06.047 | Phantom Perspex
1.3.2.08.04.06.048 | Focal Spot Test Tool
1.3.2.08.04.06.049 | Half-Value Layer(HVL) Filter
1.3.2.08.04.06.050 | Kolimator Test Tool
1.3.2.08.04.06.051 | Attenuator
1.3.2.08.04.06.052 | Test Object Image
1.3.2.08.04.07 | OPTO ELECTRONICS
1.3.2.08.04.07.001 | Scanning Electron Microscope (SEM)
1.3.2.08.04.07.002 | Transmission Electron Microscope (TEM)
1.3.2.08.04.07.003 | Scanning Transmission Electron Microscope (STEM)
1.3.2.08.04.07.004 | Wiede Matric L-4060 Pathfinder Lasser Culting Machine
1.3.2.08.04.07.005 | Laser Correlator
1.3.2.08.04.07.006 | Laser Power Motor
1.3.2.08.04.07.007 | Laser Spectrum Annalyzer
1.3.2.08.04.07.008 | Laser CO2
1.3.2.08.04.07.009 | Laser Nitrogen
1.3.2.08.04.07.010 | Laser HE NE
1.3.2.08.04.07.011 | Laser Argon
1.3.2.08.04.07.012 | Piranti Optik
1.3.2.08.04.08 | ACCELERATOR
1.3.2.08.04.08.001 | Ion Impator
1.3.2.08.04.08.002 | Electron Irradiator
1.3.2.08.04.08.003 | Linear Accelerator
1.3.2.08.04.08.004 | Clyclotron
1.3.2.08.04.08.005 | Synchrotron
1.3.2.08.04.08.006 | Neotron Generator
1.3.2.08.04.08.007 | Van Dan Graof Generator
1.3.2.08.04.08.008 | Ion Counting System
1.3.2.08.04.08.009 | Pneumatic Transfer
1.3.2.08.04.08.010 | Mesin Bekas Elektron (MBE)
1.3.2.08.05 | ALAT PROTEKSI RADIASI/PROTEKSI LINGKUNGAN
1.3.2.08.05.01 | ALAT UKUR FISIKA KESEHATAN
1.3.2.08.05.01.001 | Hand Monitor
1.3.2.08.05.01.002 | Hand And Foot Monitor
1.3.2.08.05.01.003 | B.Y. Whole Body Monitor
1.3.2.08.05.01.004 | Radiation Area Monitor
1.3.2.08.05.01.005 | Xenon Area Monitor
1.3.2.08.05.01.006 | Survey Meter (X B Y D)
1.3.2.08.05.01.007 | Pocket Dosimeter (For X,Y, Thermain)
1.3.2.08.05.01.008 | Dosimeter Charge
1.3.2.08.05.01.009 | Dosimeter Storage Case
1.3.2.08.05.01.010 | Neutron Surveymeter
1.3.2.08.05.01.011 | Geiger Probe
1.3.2.08.05.01.012 | Scintilation Probe
1.3.2.08.05.01.013 | Sample Counting Probe
1.3.2.08.05.01.014 | Ionisation Chambar/Tabung Ionisasi Device
1.3.2.08.05.01.015 | Radon Gas Monitor
1.3.2.08.05.01.016 | Neutron Dosmeter
1.3.2.08.05.01.017 | Dose Calibrator
1.3.2.08.05.01.018 | Isotop Calibrator
1.3.2.08.05.01.019 | Cloth Monitor
1.3.2.08.05.01.020 | Gate / Protal Monitor
1.3.2.08.05.01.021 | Air Sampler (Alat Ukur Fisika Kesehatan)
1.3.2.08.05.01.022 | Regulated Alt Gampiar
1.3.2.08.05.01.023 | Total Body Monitor
1.3.2.08.05.02 | ALAT KESEHATAN KERJA
1.3.2.08.05.02.001 | Lead Container
1.3.2.08.05.02.002 | Lead Veal
1.3.2.08.05.02.003 | Lead Waster Container
1.3.2.08.05.02.004 | Lead Fase Sheald
1.3.2.08.05.02.005 | Lead Aperon
1.3.2.08.05.02.006 | Lead Spectacles
1.3.2.08.05.02.007 | Lead Glove
1.3.2.08.05.02.008 | Mini Monitor
1.3.2.08.05.02.009 | Radio Chemical Lead GWL
1.3.2.08.05.02.010 | Griptong /Niptong
1.3.2.08.05.02.011 | Master Slave
1.3.2.08.05.02.012 | Electronic Robot
1.3.2.08.05.02.013 | Radiarm
1.3.2.08.05.02.014 | Beam Shutter Lock
1.3.2.08.05.02.015 | Control Rod Guide Tube Lock
1.3.2.08.05.02.016 | Specimen Lifting Davice
1.3.2.08.05.02.017 | Junior Lave Glass Window & L
1.3.2.08.05.02.018 | Radio Pharmacenticai & GW
1.3.2.08.05.02.019 | Countaiment Boxes (Single C)
1.3.2.08.05.02.020 | Countaiment Boxes (Double C)
1.3.2.08.05.02.021 | Gamma Pool Shef
1.3.2.08.05.02.022 | Prymary Tongs
1.3.2.08.05.02.023 | Remote Wire Cutter
1.3.2.08.05.02.024 | Transfer Bucket 4
1.3.2.08.05.02.025 | Transfer Bucket 6
1.3.2.08.05.02.026 | Electronichamical M System
1.3.2.08.05.02.027 | Intercell Conveyor System CE
1.3.2.08.05.02.028 | Top Barier Lead Shield
1.3.2.08.05.03 | PROTEKSI LINGKUNGAN
1.3.2.08.05.03.001 | Noise Level Meter
1.3.2.08.05.03.002 | Sound Monitor/ Sirine
1.3.2.08.05.03.003 | Sirine (Proteksi Lingkungan)
1.3.2.08.05.03.004 | Unit Siementasi
1.3.2.08.05.05 | SUMBER RADIASI
1.3.2.08.05.05.001 | Standar AM-2411
1.3.2.08.05.05.002 | Stender RA-226
1.3.2.08.05.05.003 | Standar SR-90
1.3.2.08.05.05.004 | Standar CO-60
1.3.2.08.05.05.005 | Standar PU-239
1.3.2.08.05.05.006 | Standar AM-CS-137
1.3.2.08.05.06 | ALAT PROTEKSI RADIASl/PROTEKSI LINGKUNGAN LAINNYA
1.3.2.08.06.01 | RADIATION APPLICATION EQUIPMENT
1.3.2.08.06.01.001 | Gamma Camera
1.3.2.08.06.01.002 | X-Ray Machine & Control
1.3.2.08.06.01.003 | Device (Radiation Application Equipment)
1.3.2.08.06.01.004 | X-Ray Penetration
1.3.2.08.06.01.005 | X-Ray Transiumminiscence
1.3.2.08.06.01.006 | Gamma Irradiation Equipment
1.3.2.08.06.01.007 | Neutron Source
1.3.2.08.06.01.008 | Positioning Sensing
1.3.2.08.06.01.009 | Silphat Line
1.3.2.08.06.01.010 | Sulphur Line
1.3.2.08.06.01.011 | X-Ray Micro Analizer For Scanning
1.3.2.08.06.02 | NON DESTRUCTIVE TEST (NDT) DEVICE
1.3.2.08.06.02.001 | Ultrasonic Testing Device
1.3.2.08.06.02.002 | Portable Testing Magnet
1.3.2.08.06.02.003 | Eddy Current Testing Device
1.3.2.08.06.02.004 | Film Image Viewer
1.3.2.08.06.02.005 | Accustic Emmisim Device
1.3.2.08.06.02.006 | Depth Crack Meter
1.3.2.08.06.02.007 | Hardnes Tester (Hardmeter)
1.3.2.08.06.02.008 | Helium Leak Detector
1.3.2.08.06.02.009 | Fatique Tester (Non Destructive Test (ndt) Device)
1.3.2.08.06.02.010 | Creep Tester And Stree Rupme Tester
1.3.2.08.06.02.011 | Hydraulic Ester
1.3.2.08.06.02.012 | Tansile strenght Tester
1.3.2.08.06.02.013 | Corrosion Tester (Non Destructive Test (ndt) Device)
1.3.2.08.06.02.014 | Alat Uji Taktik
1.3.2.08.06.02.015 | Bending Tester (Non Destructive Test (ndt) Device)
1.3.2.08.06.02.016 | Surface Rounghnes Measuring Device
1.3.2.08.06.02.017 | Frofilometer
1.3.2.08.06.02.018 | High Resolution Pressure Difractometer
1.3.2.08.06.02.019 | Tas (Triple Axis Spectometer)
1.3.2.08.07.05 | ALAT LABORATORIUM PENUNJANG
1.3.2.08.07.05.001 | Kromatografi Gas
1.3.2.08.07.05.002 | High Performance Liquid Cramotograph
1.3.2.08.07.05.003 | Ion Crhomatograph
1.3.2.08.07.05.004 | Polarograph
1.3.2.08.07.05.005 | UV/VIS Spectrophotometer
1.3.2.08.07.05.006 | IR Spectrophotometer
1.3.2.08.07.05.007 | Fluorescence Spectrophotometer
1.3.2.08.07.05.008 | Spectrophotometr Serapan Atom
1.3.2.08.07.05.009 | Quadrupole Spectrometer
1.3.2.08.07.05.010 | Scanning Electron Microscope (Alat Laboratorium Penunjang)
1.3.2.08.07.05.011 | X-Ray Fluorrescence Analyzer
1.3.2.08.07.05.012 | Ion Selective Electrode
1.3.2.08.07.05.013 | Mercury Analyzer (Alat Laboratorium Penunjang)
1.3.2.08.07.05.014 | Metallurgical Electrode
1.3.2.08.07.05.015 | Biological Microscope
1.3.2.08.07.05.016 | Stereo Microscope (Alat Laboratorium Penunjang)
1.3.2.08.07.05.017 | Cylinder Rack
1.3.2.08.07.05.018 | Gas Regulator
1.3.2.08.07.05.019 | Centrifuge (Alat Laboratorium Penunjang)
1.3.2.08.07.05.020 | Multi Furnace
1.3.2.08.07.05.021 | Electric Oven
1.3.2.08.07.05.022 | Vacuum Drying Oven
1.3.2.08.07.05.023 | Bod Incubator
1.3.2.08.07.05.024 | Evaporator
1.3.2.08.07.05.025 | Water Circulation Bath
1.3.2.08.07.05.026 | Thermistor Water Bath
1.3.2.08.07.05.027 | Fraction Collector
1.3.2.08.07.05.028 | Rotary Culti-Shaker
1.3.2.08.07.05.029 | Multi Labo Shaker
1.3.2.08.07.05.030 | Homogenizer (Alat Laboratorium Penunjang)
1.3.2.08.07.05.031 | Pengaduk Magnet
1.3.2.08.07.05.032 | Ultrasonic Cleaner (Alat Laboratorium Penunjang)
1.3.2.08.07.05.033 | Peralatan Distilasi
1.3.2.08.07.05.034 | Ice Cube Maker
1.3.2.08.07.05.035 | Refrigerator/Freezer
1.3.2.08.07.05.036 | Utra Sonic Cleaner For Pippete
1.3.2.08.07.05.037 | Perlatan Extraksi Sochlet
1.3.2.08.07.05.038 | Automatic Dispenser
1.3.2.08.07.05.039 | Automatic Pure Water System
1.3.2.08.07.05.040 | Pompa Peristaltik
1.3.2.08.07.05.041 | Evaporating Dishi
1.3.2.08.07.05.042 | Autoclave Draine Pump
1.3.2.08.09 | ALAT LABORATORIUM STANDARISASI KALIBRASI DAN INSTRUMENTASI
1.3.2.08.09.01 | ALATIABORATORIUM KALIBRASI ELECTROMEDIK DAN BIOMEDIK
1.3.2.08.09.01.001 | Electrical Safety Analyzer
1.3.2.08.09.01.002 | Ventilator Tester
1.3.2.08.09.01.003 | Infus Device Analyzer
1.3.2.08.09.01.004 | Defibrillator And Pacer Analyzer / Tester
1.3.2.08.09.01.005 | Diathermy Analyzer
1.3.2.08.09.01.006 | Ultra Sound Wattmeter
1.3.2.08.09.01.007 | Ultrasounograph Phantom
1.3.2.08.09.01.008 | Kilo Volt Peak Meter
1.3.2.08.09.01.009 | Mili Ampere / Mili Ampere Second Meter
1.3.2.08.09.01.010 | Blood Pressure Calibrator
1.3.2.08.09.01.011 | Bio Pressure Meter
1.3.2.08.09.01.012 | Electrocardiograph Simulator
1.3.2.08.09.01.013 | Multi Parameter / Patient Simulator
1.3.2.08.09.01.014 | Ultra Violet/ Visible Spectrometers Standards
1.3.2.08.09.01.015 | Anaesthetic Monitor / Analyzer
1.3.2.08.09.01.016 | Fluorosence Meter
1.3.2.08.09.01.017 | Full Function Meter
1.3.2.08.09.01.018 | Universal Biometer
1.3.2.08.09.01.019 | Oxygen Monitor
1.3.2.08.09.01.020 | Exposure Time Meter
1.3.2.08.09.01.021 | Photo Theraphy Radiometer
1.3.2.08.09.01.022 | Universal Isotester
1.3.2.08.09.01.023 | Syringe Pump Calibrator
1.3.2.08.09.01.024 | Parabolic Flow Adaptor
1.3.2.08.09.01.025 | UV Radiometer
1.3.2.08.09.02 | ALAT LABORATORIUM STANDARD DAN KALIBRATOR
1.3.2.08.09.02.001 | Electroparameter Calibrator
1.3.2.08.09.02.002 | AC/DC Volt & Current Amplifier
1.3.2.08.09.02.003 | Oscillascope Calibrator
1.3.2.08.09.02.004 | Signal/Frequency Generator
1.3.2.08.09.02.005 | Cell Standard
1.3.2.08.09.02.006 | Resistance Standard
1.3.2.08.09.02.007 | Milli Ohm Meter Test Standard
1.3.2.08.09.02.008 | DC/ AC Standard
1.3.2.08.09.02.009 | Milli Ohm Meter
1.3.2.08.09.02.010 | Electro & Pneumatic Calibrator
1.3.2.08.09.02.011 | Sensitive Digital Volt Meter
1.3.2.08.09.02.012 | Programmable Automatic RCL Meter
1.3.2.08.09.02.013 | Logic Analyzer (Alat Laboratorium Standard Dan Kalibrator)
1.3.2.08.09.02.014 | Digital Trouble Shooter
1.3.2.08.09.02.015 | Board Analyzer & Diagnostic System
1.3.2.08.09.02.016 | Digital & Analog Oscilloscope
1.3.2.08.09.02.017 | Micro Weight Sets
1.3.2.08.09.02.018 | Sound Level Calibrator
1.3.2.08.09.02.019 | Digital Caliper
1.3.2.08.09.02.020 | Thermocouple Calibrator
1.3.2.08.09.03 | ALAT LABORATORIUM CAHAYA, OPTIK DAN AKUSTIK
1.3.2.08.09.03.001 | Lux Meter (Alat Laboratorium Cahaya, Optik Dan Akustik)
1.3.2.08.09.03.002 | Optical Power Meter
1.3.2.08.09.03.003 | Photo Meter
1.3.2.08.09.03.004 | Sound Level Meter (Alatlaboratorium Cahaya, Optik Dan Akustik)
1.3.2.08.09.03.005 | Fuction / Frequency Generator
1.3.2.08.09.03.006 | Frequency Counter (Alat Laboratorium Cahaya, Optik Dan Akustik)
1.3.2.08.09.04 | ALAT LABORATORIUM LISTRIK DAN MEKANIK
1.3.2.08.09.04.001 | Multi Meter / AVOMeter
1.3.2.08.09.04.002 | Ampere Meter / Clamp Meter
1.3.2.08.09.04.003 | Tacho Meter
1.3.2.08.09.04.004 | Phase Detector
1.3.2.08.09.04.005 | Earth / Ground Tester
1.3.2.08.09.04.006 | Westone Bridge
1.3.2.08.09.04.007 | Cable Tester
1.3.2.08.09.04.008 | Insulation Tester (Alat Laboratorium Listrik Dan Mekanik)
1.3.2.08.09.04.009 | DC/AC Power Supply
1.3.2.08.09.04.010 | Mega Ohm / Giga Ohm Meter
1.3.2.08.09.04.011 | Electric Measuring
1.3.2.08.09.04.012 | Line Resistance Meter
1.3.2.08.09.04.013 | Pipe And Cable Locator
1.3.2.08.09.04.014 | Fault Finder
1.3.2.08.09.04.015 | Vibration Meter
1.3.2.08.09.04.016 | Multi Function Counter
1.3.2.08.09.04.017 | LCR Meter
1.3.2.08.09.04.018 | Wind Flow / Speed Meter
1.3.2.08.09.04.019 | Power Harmonic Meter
1.3.2.08.09.04.020 | Scope Meter
1.3.2.08.09.05 | ALAT LABORATORIUM TEKANAN DAN SUHU
1.3.2.08.09.05.001 | Temperature Tester
1.3.2.08.09.05.002 | Temperature Recorder
1.3.2.08.09.05.003 | Milli Kelvin Thermometer
1.3.2.08.09.05.004 | Thermometer Simulator
1.3.2.08.09.05.005 | Thermometer Analog / Digital
1.3.2.08.09.05.006 | Thermocouple Switch Box
1.3.2.08.09.05.007 | Water Bath (Alat Laboratorium Tekanan Dan Suhu)
1.3.2.08.09.05.008 | Pressure Gauge (Alat Laboratorium Tekanan Dan Suhu)
1.3.2.08.09.06 | ALAT LABORATORIUM STANDARISASI KALIBRASI DAN INSTRUMENTASI LAIN
1.3.2.08.09.06.001 | Alat Uji Audit System
1.3.2.08.09.06.002 | COD Meter
1.3.2.08.09.06.003 | Precision Thermocople Calibration Standard
1.3.2.08.09.06.004 | Constant Temperatur Calibration Ice Bath
1.3.2.08.09.06.005 | Portable Calibrating Immersion
1.3.2.08.09.06.006 | Vice Grippe USA
1.3.2.08.09.06.007 | Rachet Draver Vesse
1.3.2.08.09.06.008 | Mosses OILML
1.3.2.08.09.06.009 | Mechanical Balance
1.3.2.08.09.06.010 | Tang Ampere
1.3.2.08.09.06.011 | Thermohygraph
1.3.2.08.09.06.012 | Electromotor
1.3.2.08.09.06.013 | Tranducer
1.3.2.08.09.06.014 | Amolifier Pengukuran
1.3.2.08.09.06.016 | Kontrol Elektronik
1.3.2.08.09.06.017 | Data Loger
1.3.2.08.09.06.018 | Magnetic Tape Recorder
1.3.2.08.09.06.019 | Digital Multimeter (Alat Lab. Standarisasi Kalibrasi & Instrumentasi Lainnya)
1.3.2.08.09.06.020 | Ossllographic Recorder
1.3.2.08.09.06.021 | Digital Indicator (Alat Lab.Standarisasi Kalibrasi & Instrumentasi Lainnya)
1.3.2.08.09.06.022 | Deadweight Tester
1.3.2.08.09.06.023 | Risslangen Mess System Fractomat
1.3.2.08.09.06.024 | Temperatur Probe
1.3.2.08.09.06.025 | Paralel Control Network
1.3.2.08.09.06.026 | Kalibrator Induktif Tranducer
1.3.2.08.09.06.027 | Logic Analizer
1.3.2.08.09.06.028 | Kalibrator Strain Gauge